## BoQ1 (hidden)
Percentage BoQ
BoQ_Ver3.1 | Percentage | Normal | INR Only | INR
Select, At Par, Excess (+), Less (-) |  | IOCL
Tender Inviting Authority: Superintending Engineer, IWD, IIT, Kanpur
Name of Work: Construction of office room & lab space for extension of High Voltage Lab ( WL-114).
Contract No: 06/Civil/Div-2/2020-21/01
Name of the Bidder/ Bidding Firm / Company :
PRICE SCHEDULE (This BOQ template must not be modified/replaced by the bidder and the same should be uploaded after filling the relevant columns, else the bidder is liable to be rejected for this tender. Bidders are allowed to enter the Bidder Name and Values only )
NUMBER # | TEXT # | TEXT # | NUMBER # | TEXT # | NUMBER | NUMBER | TEXT | TEXT # | NUMBER # | TEXT# | TEXT # | NUMBER # | NUMBER | NUMBER | NUMBER | NUMBER | TEXT | TEXT | NUMBER | NUMBER | NUMBER | NUMBER | TEXT | TEXT | NUMBER | NUMBER | NUMBER | NUMBER | TEXT | TEXT | NUMBER | NUMBER | NUMBER | NUMBER | TEXT | TEXT | NUMBER | NUMBER | NUMBER | NUMBER | TEXT | TEXT | NUMBER | NUMBER | NUMBER # | NUMBER # | TEXT | TEXT | NUMBER # | NUMBER # | DATE | NUMBER # | NUMBER # | TEXT #
Sl. No. | Item Description | Item Code / Make | Quantity | Units | Estimated Rate in Rs. P |  |  | Addition / Deduction | Addition / Deduction Values | Currency Convertion against each Item | Quoted Currency in INR / Other Currency | BASIC RATE In Figures To be entered by the Bidder Rs. P | Excise Duty | VAT | Freight Charges ( Unloading & Stacking) | Any Other Taxes/Duties/Levies |  |  | Other Taxes 2 | IIIrd Party i.e DGS&D / RITES etc Inspection Charges @0.34%+Service Tax | Less for Cenvat Credit,if any respect of Supplies Under full Excise Duty Category | [30 empty] | TOTAL AMOUNT in Rs. P | TOTAL AMOUNT With Taxes | TOTAL AMOUNT In Words
1 | 2 | 3 | 4 | 5 | 6 | 7 | 8 | 9 | 10 | 11 | 12 | 13 | 14 | 15 | 16 | 17 | 18 | 19 | 20 | 21 | 22 | 23 | 24 | 25 | 26 | 27 | 28 | 29 | 30 | 31 | 32 | 33 | 34 | 35 | 36 | 37 | 38 | 39 | 40 | 41 | 42 | 43 | 44 | 45 | 46 | 47 | 48 | 49 | 50 | 51 | 52 | 7 | 54 | 8
1 | EARTH WORK | item no.1 | [52 empty] | 1 | EARTH WORK | item no.1 |  |  | Construction of chamber for 100mm sluices valve | item1 | 10 | 1 Nos
1.01 | Earth work in excavation by mechanical means (Hydraulic excavator) / manual means in foundation trenches or drains (not exceeding 1.5 m in width or 10 sqm on plan), including dressing of sides and ramming of bottoms, lift upto 1.5 m, including getting out the excavated soil and disposal of surplus excavated soil as directed, within a lead of 50 m. | item no.2 | [52 empty] | 1.01 | Earth work in excavation by mechanical means (Hydraulic excavator) / manual means in foundation trenches or drains (not exceeding 1.5 m in width or 10 sqm on plan), including dressing of sides and ramming of bottoms, lift upto 1.5 m, including getting out the excavated soil and disposal of surplus excavated soil as directed, within a lead of 50 m. | item no.2 |  |  | Supplying, Conveying and fixing spls. Including eart | item1 | 123.223 | Nos
1.02 | All kinds of soil. | item no.3 | 66 | cum | 221.21 |  |  | Excess(+) | 1 | Full Conversion | INR | [40 empty] | 14600 | 14600 | INR Fourteen Thousand Six Hundred Only | 1.02 | All kinds of soil. | item no.3 | 66 | cum | Construction of chamber for 100mm sluice plates | item2 | 213 | Nos
1.03 | Excavating trenches of required width for pipes, cables, etc including excavation for sockets, and dressing of sides, ramming of bottoms, depth upto 1.5 m, including getting out the excavated soil, and then returning the soil as required, in layers not exceeding 20 cm in depth, including consolidating each deposited layer by ramming, watering, etc. and disposing of surplus excavated soil as directed, within a lead of 50 m : | item no.4 | [52 empty] | 1.03 | Excavating trenches of required width for pipes, cables, etc including excavation for sockets, and dressing of sides, ramming of bottoms, depth upto 1.5 m, including getting out the excavated soil, and then returning the soil as required, in layers not exceeding 20 cm in depth, including consolidating each deposited layer by ramming, watering, etc. and disposing of surplus excavated soil as directed, within a lead of 50 m : | item no.4
1.04 | All kinds of soil | item no.5 | [52 empty] | 1.04 | All kinds of soil | item no.5
1.05 | Pipes, cables etc. exceeding 80 mm dia. but not exceeding 300 mm dia | item no.6 | 25 | metre | 319.33 | 2695 |  | Excess(+) | 1 | Full Conversion | INR | [40 empty] | 7983 | 7983 | INR Seven Thousand Nine Hundred & Eighty Three Only | 1.05 | Pipes, cables etc. exceeding 80 mm dia. but not exceeding 300 mm dia | item no.6 | 25 | metre
1.06 | Filling available excavated earth (excluding rock) in trenches, plinth, sides of foundations etc. in layers not exceeding 20cm in depth, consolidating each deposited layer by ramming and watering, lead up to 50 m and lift upto 1.5 m. | item no.7 | 66 | cum | 192.59 | 1455 |  | Excess(+) | 1 | Full Conversion | INR | [40 empty] | 12711 | 12711 | INR Twelve Thousand Seven Hundred & Eleven Only | 1.06 | Filling available excavated earth (excluding rock) in trenches, plinth, sides of foundations etc. in layers not exceeding 20cm in depth, consolidating each deposited layer by ramming and watering, lead up to 50 m and lift upto 1.5 m. | item no.7 | 66 | cum
1.07 | Supplying and filling in plinth with sand under floors, including watering, ramming, consolidating and dressing complete. | item no.8 | 7.63 | cum | 1712.45 | 1455 |  | Excess(+) | 1 | Full Conversion | INR | [40 empty] | 13066 | 13066 | INR Thirteen Thousand &Sixty Six Only | 1.07 | Supplying and filling in plinth with sand under floors, including watering, ramming, consolidating and dressing complete. | item no.8 | 7.63 | cum | Construction of chamber for 100mm sluices valve | item3 | 10 | Nos
1.08 | Surface dressing of the ground including removing vegetation and in-equalities not exceeding 15 cm deep and disposal of rubbish, lead up to 50 m and lift up to 1.5 m. | item no.9 | [52 empty] | 1.08 | Surface dressing of the ground including removing vegetation and in-equalities not exceeding 15 cm deep and disposal of rubbish, lead up to 50 m and lift up to 1.5 m. | item no.9
1.09 | All kinds of soil | item no.10 | 250 | sqm | 21.35 |  |  | Excess(+) | 1 | Full Conversion | INR | [40 empty] | 5338 | 5338 | INR Five Thousand Three Hundred & Thirty Eight Only | 1.09 | All kinds of soil | item no.10 | 250 | sqm | Supplying, Conveying and fixing spls. Including eart | item1 | 123.223 | Nos
2 | CONCRETE WORK | item no.11 | [52 empty] | 2 | CONCRETE WORK | item no.11 |  |  | Supplying, Conveying and fixing spls. Including ea | item4 | 10 | Nos
2.01 | Providing and laying in position cement concrete of specified grade excluding the cost of centering and shuttering - All work up to plinth level : | item no.12 | [52 empty] | 2.01 | Providing and laying in position cement concrete of specified grade excluding the cost of centering and shuttering - All work up to plinth level : | item no.12
2.02 | 1:4:8 (1 Cement : 4 coarse sand (zone-III) derived from natural sources : 8 graded stone aggregate 40 mm nominal size derived from natural sources). | item no.13 | 24 | cum | 5076.37 |  |  | Excess(+) | 1 | Full Conversion | INR | [40 empty] | 121833 | 121833 | INR One Lakh Twenty One Thousand Eight Hundred & Thirty Three Only | 2.02 | 1:4:8 (1 Cement : 4 coarse sand (zone-III) derived from natural sources : 8 graded stone aggregate 40 mm nominal size derived from natural sources). | item no.13 | 24 | cum | Construction of chamber for 100mm sluice plates | item2 | 213 | Nos
2.03 | Providing and laying cement concrete in retaining walls, return walls, walls (any thickness) including attached pilasters, columns, piers, abutments, pillars, posts, struts, buttresses, string or lacing courses, parapets, coping, bed blocks, anchor blocks, plain window sills, fillets, sunken floor etc., up to floor five level, excluding the cost of centering, shuttering and finishing : | item no.14 | [52 empty] | 2.03 | Providing and laying cement concrete in retaining walls, return walls, walls (any thickness) including attached pilasters, columns, piers, abutments, pillars, posts, struts, buttresses, string or lacing courses, parapets, coping, bed blocks, anchor blocks, plain window sills, fillets, sunken floor etc., up to floor five level, excluding the cost of centering, shuttering and finishing : | item no.14
2.04 | 1:1½:3 (1 cement : 1½ coarse sand (zone-III) derived from natural sources : 3 graded stone aggregate 20 mm nominal size derived from natural sources). | item no.15 | 1.75 | cum | 7870.62 |  |  | Excess(+) | 1 | Full Conversion | INR | [40 empty] | 13774 | 13774 | INR Thirteen Thousand Seven Hundred & Seventy Four Only | 2.04 | 1:1½:3 (1 cement : 1½ coarse sand (zone-III) derived from natural sources : 3 graded stone aggregate 20 mm nominal size derived from natural sources). | item no.15 | 1.75 | cum
2.05 | Centering and shuttering including strutting, propping etc. and removal of form work for : | item no.16 | [52 empty] | 2.05 | Centering and shuttering including strutting, propping etc. and removal of form work for : | item no.16
2.06 | Retaining walls, return walls, walls (any thickness) including attached pilasters, buttresses, plinth and string courses fillets, kerbs and steps etc. | item no.17 | 12 | sqm | 534.23 |  |  | Excess(+) | 1 | Full Conversion | INR | [40 empty] | 6411 | 6411 | INR Six Thousand Four Hundred & Eleven Only | 2.06 | Retaining walls, return walls, walls (any thickness) including attached pilasters, buttresses, plinth and string courses fillets, kerbs and steps etc. | item no.17 | 12 | sqm
2.07 | Providing and laying damp-proof course 40mm thick with cement concrete 1:2:4 (1 cement : 2 coarse sand derived from natural sources): 4 graded stone aggregate 12.5mm nominal size derived from natural sources) | item no.18 | 11 | sqm | 305.04 |  |  | Excess(+) | 1 | Full Conversion | INR | [40 empty] | 3355 | 3355 | INR Three Thousand Three Hundred & Fifty Five Only | 2.07 | Providing and laying damp-proof course 40mm thick with cement concrete 1:2:4 (1 cement : 2 coarse sand derived from natural sources): 4 graded stone aggregate 12.5mm nominal size derived from natural sources) | item no.18 | 11 | sqm
2.08 | Extra for providing and mixing water proofing material in cement concrete work in doses by weight of cement as per manufacturer's specification. | item no.19 | 3 | per 50kg cement | 49.58 | 30600 |  | Excess(+) | 1 | Full Conversion | INR | [40 empty] | 149 | 149 | INR One Hundred & Forty Nine Only | 2.08 | Extra for providing and mixing water proofing material in cement concrete work in doses by weight of cement as per manufacturer's specification. | item no.19 | 3 | per 50kg cement
2.09 | Providing & applying a coat of residual petroleum bitumen of grade of VG-10 of approved quality using 1.7kg per square metre on damp proof course after cleaning the surface with brushes and finally with apiece of cloth lightly soaked in kerosene oil. | item no.20 | 11 | sqm | 96.44 |  |  | Excess(+) | 1 | Full Conversion | INR | [40 empty] | 1061 | 1061 | INR One Thousand &Sixty One Only | 2.09 | Providing & applying a coat of residual petroleum bitumen of grade of VG-10 of approved quality using 1.7kg per square metre on damp proof course after cleaning the surface with brushes and finally with apiece of cloth lightly soaked in kerosene oil. | item no.20 | 11 | sqm
2.1 | Making plinth protection 50mm thick of cement concrete 1:3:6 (1 cement : 3 coarse sand derived from natural sources : 6 graded stone aggregate 20 mm nominal size derived from natural sources) over 75mm thick bed of dry brick ballast 40 mm nominal size, well rammed and consolidated and grouted with fine sand, including necessary excavation, levelling & dressing & finishing the top smooth. | item no.21 | 21 | sqm | 538.4 | 30600 |  | Excess(+) | 1 | Full Conversion | INR | [40 empty] | 11306 | 11306 | INR Eleven Thousand Three Hundred & Six Only | 2.1 | Making plinth protection 50mm thick of cement concrete 1:3:6 (1 cement : 3 coarse sand derived from natural sources : 6 graded stone aggregate 20 mm nominal size derived from natural sources) over 75mm thick bed of dry brick ballast 40 mm nominal size, well rammed and consolidated and grouted with fine sand, including necessary excavation, levelling & dressing & finishing the top smooth. | item no.21 | 21 | sqm
3 | REINFORCED CEMENT CONCRETE | item no.22 | [52 empty] | 3 | REINFORCED CEMENT CONCRETE | item no.22
3.01 | Providing and laying in position specified grade of reinforced cement concrete, excluding the cost of centering, shuttering, ifnishing and reinforcement- All work up to plinth level : | item no.23 | [52 empty] | 3.01 | Providing and laying in position specified grade of reinforced cement concrete, excluding the cost of centering, shuttering, ifnishing and reinforcement- All work up to plinth level : | item no.23
3.02 | 1:1.5:3 (1 cement: 1.5 coarse sand (zone-III) derived from natural sources: 3 graded stone aggregate 20 mm nominal size derived from natural sources). | item no.24 | 5 | cum | 6767.42 |  |  | Excess(+) | 1 | Full Conversion | INR | [40 empty] | 33837 | 33837 | INR Thirty Three Thousand Eight Hundred & Thirty Seven Only | 3.02 | 1:1.5:3 (1 cement: 1.5 coarse sand (zone-III) derived from natural sources: 3 graded stone aggregate 20 mm nominal size derived from natural sources). | item no.24 | 5 | cum
3.03 | Centering and shuttering including strutting, propping etc. and removal of form for | item no.25 | [52 empty] | 3.03 | Centering and shuttering including strutting, propping etc. and removal of form for | item no.25
3.04 | Suspended floors, roofs, landings, balconies and access platform | item no.26 | 85 | sqm | 607.67 | 7563 |  | Excess(+) | 1 | Full Conversion | INR | [40 empty] | 51652 | 51652 | INR Fifty One Thousand Six Hundred & Fifty Two Only | 3.04 | Suspended floors, roofs, landings, balconies and access platform | item no.26 | 85 | sqm
3.05 | Lintels, beams, plinth beams, girders, bressumers and cantilevers | item no.27 | 80 | sqm | 484.04 |  |  | Excess(+) | 1 | Full Conversion | INR | [40 empty] | 38723 | 38723 | INR Thirty Eight Thousand Seven Hundred & Twenty Three Only | 3.05 | Lintels, beams, plinth beams, girders, bressumers and cantilevers | item no.27 | 80 | sqm
3.06 | Columns, Pillars, Piers, Abutments, Posts and Struts | item no.28 | 17 | sqm | 643.31 | 7563 |  | Excess(+) | 1 | Full Conversion | INR | [40 empty] | 10936 | 10936 | INR Ten Thousand Nine Hundred & Thirty Six Only | 3.06 | Columns, Pillars, Piers, Abutments, Posts and Struts | item no.28 | 17 | sqm
3.07 | Edges of slabs and breaks in floors and walls | item no.29 | [52 empty] | 3.07 | Edges of slabs and breaks in floors and walls | item no.29
3.08 | Under 20 cm wide | item no.30 | 37 | metre | 151.9 | 7563 |  | Excess(+) | 1 | Full Conversion | INR | [40 empty] | 5620 | 5620 | INR Five Thousand Six Hundred & Twenty Only | 3.08 | Under 20 cm wide | item no.30 | 37 | metre
3.09 | Extra for additional height in centering, shuttering where ever required with adequate bracing, propping etc., including cost of de-shuttering and decentering at all levels, over a height of 3.5 m, for every additional height of 1 metre or part thereof (Plan area to be measured). | item no.31 | [52 empty] | 3.09 | Extra for additional height in centering, shuttering where ever required with adequate bracing, propping etc., including cost of de-shuttering and decentering at all levels, over a height of 3.5 m, for every additional height of 1 metre or part thereof (Plan area to be measured). | item no.31
3.1 | Suspended floors, roofs, landing, beams and balconies (Plan area to be measured) | item no.32 | 85 | sqm | 252.08 | 1814 |  | Excess(+) | 1 | Full Conversion | INR | [40 empty] | 21426.8 | 21426.8 | INR Twenty One Thousand Four Hundred & Twenty Six and Paise Eighty Only | 3.1 | Suspended floors, roofs, landing, beams and balconies (Plan area to be measured) | item no.32 | 85 | sqm
3.11 | Steel reinforcement for R.C.C. work including straightening, cutting, bending, placing in position and binding all complete upto plinth level. | item no.33 | [52 empty] | 3.11 | Steel reinforcement for R.C.C. work including straightening, cutting, bending, placing in position and binding all complete upto plinth level. | item no.33
3.12 | Thermo-Mechanically Treated bars of grade Fe-500D or more. | item no.34 | 500 | kg | 73.21 | 2130 |  | Excess(+) | 1 | Full Conversion | INR | [40 empty] | 36605 | 36605 | INR Thirty Six Thousand Six Hundred & Five Only | 3.12 | Thermo-Mechanically Treated bars of grade Fe-500D or more. | item no.34 | 500 | kg
3.13 | Steel reinforcement for R.C.C. work including straightening, cutting, bending, placing in position and binding all complete above plinth level. | item no.35 | [52 empty] | 3.13 | Steel reinforcement for R.C.C. work including straightening, cutting, bending, placing in position and binding all complete above plinth level. | item no.35
3.14 | Thermo-Mechanically Treated bars of grade Fe-500D or more. | item no.36 | 1850 | kg | 73.21 |  |  | Excess(+) | 1 | Full Conversion | INR | [40 empty] | 135439 | 135439 | INR One Lakh Thirty Five Thousand Four Hundred & Thirty Nine Only | 3.14 | Thermo-Mechanically Treated bars of grade Fe-500D or more. | item no.36 | 1850 | kg
3.15 | Add for plaster drip course/ groove in plastered surface or moulding to R.C.C. projections. | item no.37 | 21.4 | metre | 51.64 | 251680 |  | Excess(+) | 1 | Full Conversion | INR | [40 empty] | 1105 | 1105 | INR One Thousand One Hundred & Five Only | 3.15 | Add for plaster drip course/ groove in plastered surface or moulding to R.C.C. projections. | item no.37 | 21.4 | metre
3.16 | Providing and laying in position machine batched and machine mixed design mix M-25 grade cement concrete for reinforced cement concrete work, using coarse aggregate as well as fine aggregate derived from natural sources and cement content as per approved design mix, including pumping of concrete to site of laying but excluding the cost of centering, shuttering, finishing and reinforcement, including admixtures in recommended proportions as per IS: 9103 to accelerate, retard setting of concrete, improve workability without impairing strength and durability as per direction of Engineer-in-charge. (Note:- Cement content considered in this item is @ 330 kg/cum."Excess/ less cement used as per design mix is payable/recoverable separately). | item no.38 | [52 empty] | 3.16 | Providing and laying in position machine batched and machine mixed design mix M-25 grade cement concrete for reinforced cement concrete work, using coarse aggregate as well as fine aggregate derived from natural sources and cement content as per approved design mix, including pumping of concrete to site of laying but excluding the cost of centering, shuttering, finishing and reinforcement, including admixtures in recommended proportions as per IS: 9103 to accelerate, retard setting of concrete, improve workability without impairing strength and durability as per direction of Engineer-in-charge. (Note:- Cement content considered in this item is @ 330 kg/cum."Excess/ less cement used as per design mix is payable/recoverable separately). | item no.38
3.17 | All works above plinth level upto floor V level | item no.39 | 19 | cum | 8242.74 | 251680 |  | Excess(+) | 1 | Full Conversion | INR | [40 empty] | 156612 | 156612 | INR One Lakh Fifty Six Thousand Six Hundred & Twelve Only | 3.17 | All works above plinth level upto floor V level | item no.39 | 19 | cum
4 | MASONRY WORK | item no.40 | [52 empty] | 4 | MASONRY WORK | item no.40
4.01 | Brick work with common burnt clay F.P.S. (non modular) bricks of class designation 7.5 in foundation and plinth in: | item no.41 | [52 empty] | 4.01 | Brick work with common burnt clay F.P.S. (non modular) bricks of class designation 7.5 in foundation and plinth in: | item no.41
4.02 | Cement mortar 1:6 (1 cement : 6 coarse sand) | item no.42 | 24 | cum | 5398.9 | 8735 |  | Excess(+) | 1 | Full Conversion | INR | [40 empty] | 129574 | 129574 | INR One Lakh Twenty Nine Thousand Five Hundred & Seventy Four Only | 4.02 | Cement mortar 1:6 (1 cement : 6 coarse sand) | item no.42 | 24 | cum
4.03 | Brick work with common burnt clay F.P.S. (non modular) bricks of class designation 7.5 in superstructure above plinth level up to floor V level in all shapes and sizes in : | item no.43 | [52 empty] | 4.03 | Brick work with common burnt clay F.P.S. (non modular) bricks of class designation 7.5 in superstructure above plinth level up to floor V level in all shapes and sizes in : | item no.43
4.04 | Cement mortar 1:6 (1 cement : 6 coarse sand) | item no.44 | 6.5 | cum | 6655.37 |  |  | Excess(+) | 1 | Full Conversion | INR | [40 empty] | 43260 | 43260 | INR Forty Three Thousand Two Hundred & Sixty Only | 4.04 | Cement mortar 1:6 (1 cement : 6 coarse sand) | item no.44 | 6.5 | cum
4.05 | Brick work with common burnt clay selected F.P.S. (non modular) bricks of class designation 7.5 in exposed brick work including making horizontal and vertical grooves 10 mm wide 12 mm deep complete in cement mortar 1:6 (1 cement : 6 coarse sand) | item no.45 | [52 empty] | 4.05 | Brick work with common burnt clay selected F.P.S. (non modular) bricks of class designation 7.5 in exposed brick work including making horizontal and vertical grooves 10 mm wide 12 mm deep complete in cement mortar 1:6 (1 cement : 6 coarse sand) | item no.45
4.06 | Above plinth level upto floor V level | item no.46 | 50 | cum | 6867.16 |  |  | Excess(+) | 1 | Full Conversion | INR | [40 empty] | 343358 | 343358 | INR Three Lakh Forty Three Thousand Three Hundred & Fifty Eight Only | 4.06 | Above plinth level upto floor V level | item no.46 | 50 | cum
4.07 | Brick edging 7cm wide 11.4 cm deep to plinth protection with common burnt clay F.P.S. (non modular) bricks of class designation 7.5 including grouting with cement mortar 1:4 (1 cement : 4 fine sand). | item no.47 | 30 | metre | 45.59 | 20610 |  | Excess(+) | 1 | Full Conversion | INR | [40 empty] | 1368 | 1368 | INR One Thousand Three Hundred & Sixty Eight Only | 4.07 | Brick edging 7cm wide 11.4 cm deep to plinth protection with common burnt clay F.P.S. (non modular) bricks of class designation 7.5 including grouting with cement mortar 1:4 (1 cement : 4 fine sand). | item no.47 | 30 | metre
5 | CLADDING WORK | item no.48 | [52 empty] | 5 | CLADDING WORK | item no.48
5.01 | Providing and fixing Ist quality ceramic glazed wall tiles conforming to IS: 15622 (thickness to be specified by the manufacturer), of approved make, in all colours, shades except burgundy, bottle green, black of any size as approved by Engineer-in-Charge, in skirting, risers of steps and dados, over 12 mm thick bed of cement mortar 1:3 (1 cement : 3 coarse sand) and jointing with grey cement slurry @ 3.3kg per sqm, including pointing in white cement mixed with pigment of matching shade complete. | item no.49 | 2 | sqm | 903.37 | 37800 |  | Excess(+) | 1 | Full Conversion | INR | [40 empty] | 1807 | 1807 | INR One Thousand Eight Hundred & Seven Only | 5.01 | Providing and fixing Ist quality ceramic glazed wall tiles conforming to IS: 15622 (thickness to be specified by the manufacturer), of approved make, in all colours, shades except burgundy, bottle green, black of any size as approved by Engineer-in-Charge, in skirting, risers of steps and dados, over 12 mm thick bed of cement mortar 1:3 (1 cement : 3 coarse sand) and jointing with grey cement slurry @ 3.3kg per sqm, including pointing in white cement mixed with pigment of matching shade complete. | item no.49 | 2 | sqm
6 | WOOD AND PVC WORK | item no.50 | [52 empty] | 6 | WOOD AND PVC WORK | item no.50
6.01 | Providing and fixing ISI marked flush door shutters conforming to IS : 2202 (Part I) non-decorative type, core of block board construction with frame of 1st class hard wood and well matched commercial 3 ply veneering with vertical grains or cross bands and face veneers on both faces of shutters: | item no.51 | [52 empty] | 6.01 | Providing and fixing ISI marked flush door shutters conforming to IS : 2202 (Part I) non-decorative type, core of block board construction with frame of 1st class hard wood and well matched commercial 3 ply veneering with vertical grains or cross bands and face veneers on both faces of shutters: | item no.51
6.02 | 35 mm thick including ISI marked Stainless Steel butt hinges with necessary screws | item no.52 | 9.67 | sqm | 1654.27 |  |  | Excess(+) | 1 | Full Conversion | INR | [40 empty] | 15997 | 15997 | INR Fifteen Thousand Nine Hundred & Ninety Seven Only | 6.02 | 35 mm thick including ISI marked Stainless Steel butt hinges with necessary screws | item no.52 | 9.67 | sqm
6.03 | Extra for providing vision panel not exceeding 0.1 sqm in all type of flush doors (cost of glass excluded) (overall area of door shutter to be measured): | item no.53 | [52 empty] | 6.03 | Extra for providing vision panel not exceeding 0.1 sqm in all type of flush doors (cost of glass excluded) (overall area of door shutter to be measured): | item no.53
6.04 | Rectangular or square | item no.54 | 9.67 | sqm | 152.52 | 37800 |  | Excess(+) | 1 | Full Conversion | INR | [40 empty] | 1475 | 1475 | INR One Thousand Four Hundred & Seventy Five Only | 6.04 | Rectangular or square | item no.54 | 9.67 | sqm
6.05 | Extra for cutting rebate in flush door shutters (Total area of the shutter to be measured). | item no.55 | 3.87 | sqm | 82.11 |  |  | Excess(+) | 1 | Full Conversion | INR | [40 empty] | 318 | 318 | INR Three Hundred & Eighteen Only | 6.05 | Extra for cutting rebate in flush door shutters (Total area of the shutter to be measured). | item no.55 | 3.87 | sqm
6.06 | Providing and fixing ISI marked oxidised M.S. handles conforming to IS:4992 with necessary screws etc. complete : | item no.56 | [52 empty] | 6.06 | Providing and fixing ISI marked oxidised M.S. handles conforming to IS:4992 with necessary screws etc. complete : | item no.56
6.07 | 125 mm | item no.57 | 14 | each | 30.55 | 37800 |  | Excess(+) | 1 | Full Conversion | INR | [40 empty] | 428 | 428 | INR Four Hundred & Twenty Eight Only | 6.07 | 125 mm | item no.57 | 14 | each
6.08 | Providing and fixing aluminium extruded section body tubular type universal hydraulic door closer (having brand logo with ISi, IS : 3564, embossed on the body, door weight upto 36 kg to 80 kg and door width from 701 mm to 1000 mm), with double speed adjustment with necessary accessories and screws etc. complete. | item no.58 | 4 | each | 746.69 | 1455 |  | Excess(+) | 1 | Full Conversion | INR | [40 empty] | 2987 | 2987 | INR Two Thousand Nine Hundred & Eighty Seven Only | 6.08 | Providing and fixing aluminium extruded section body tubular type universal hydraulic door closer (having brand logo with ISi, IS : 3564, embossed on the body, door weight upto 36 kg to 80 kg and door width from 701 mm to 1000 mm), with double speed adjustment with necessary accessories and screws etc. complete. | item no.58 | 4 | each
6.09 | Providing and fixing aluminium sliding door bolts, ISI marked anodised (anodic coating not less than grade AC 10 as per IS : 1868), transparent or dyed to required colour or shade, with nuts and screws etc. complete : | item no.59 | [52 empty] | 6.09 | Providing and fixing aluminium sliding door bolts, ISI marked anodised (anodic coating not less than grade AC 10 as per IS : 1868), transparent or dyed to required colour or shade, with nuts and screws etc. complete : | item no.59
6.1 | 300x16 mm | item no.60 | 1 | each | 225.47 | 1455 |  | Excess(+) | 1 | Full Conversion | INR | [40 empty] | 225 | 225 | INR Two Hundred & Twenty Five Only | 6.1 | 300x16 mm | item no.60 | 1 | each
6.11 | 250x16 mm | item no.61 | 3 | each | 203.15 | 12714 |  | Excess(+) | 1 | Full Conversion | INR | [40 empty] | 609 | 609 | INR Six Hundred & Nine Only | 6.11 | 250x16 mm | item no.61 | 3 | each
6.12 | Providing and fixing aluminium tower bolts, ISI marked, anodised (anodic coating not less than grade AC 10 as per IS : 1868 ) transparent or dyed to required colour or shade, with necessary screws etc. complete : | item no.62 | [52 empty] | 6.12 | Providing and fixing aluminium tower bolts, ISI marked, anodised (anodic coating not less than grade AC 10 as per IS : 1868 ) transparent or dyed to required colour or shade, with necessary screws etc. complete : | item no.62
6.13 | 250x10 mm | item no.63 | 8 | each | 90.79 |  |  | Excess(+) | 1 | Full Conversion | INR | [40 empty] | 726 | 726 | INR Seven Hundred & Twenty Six Only | 6.13 | 250x10 mm | item no.63 | 8 | each
6.14 | 150x10 mm | item no.64 | 20 | each | 65.76 | 12714 |  | Excess(+) | 1 | Full Conversion | INR | [40 empty] | 1315 | 1315 | INR One Thousand Three Hundred & Fifteen Only | 6.14 | 150x10 mm | item no.64 | 20 | each
6.15 | Providing and fixing aluminium handles, ISI marked, anodised (anodic coating not less than grade AC 10 as per IS : 1868) transparent or dyed to required colour or shade, with necessary screws etc. complete : | item no.65 | [52 empty] | 6.15 | Providing and fixing aluminium handles, ISI marked, anodised (anodic coating not less than grade AC 10 as per IS : 1868) transparent or dyed to required colour or shade, with necessary screws etc. complete : | item no.65
6.16 | 125 mm | item no.66 | 10 | each | 52.3 | 434553 |  | Excess(+) | 1 | Full Conversion | INR | [40 empty] | 523 | 523 | INR Five Hundred & Twenty Three Only | 6.16 | 125 mm | item no.66 | 10 | each
6.17 | Providing and fixing aluminium hanging floor door stopper, ISI marked, anodised (anodic coating not less than grade AC 10 as per IS : 1868) transparent or dyed to required colour and shade, with necessary screws etc. complete. | item no.67 | [52 empty] | 6.17 | Providing and fixing aluminium hanging floor door stopper, ISI marked, anodised (anodic coating not less than grade AC 10 as per IS : 1868) transparent or dyed to required colour and shade, with necessary screws etc. complete. | item no.67
6.18 | Twin rubber stopper | item no.68 | 5 | each | 54.4 | 434553 |  | Excess(+) | 1 | Full Conversion | INR | [40 empty] | 272 | 272 | INR Two Hundred & Seventy Two Only | 6.18 | Twin rubber stopper | item no.68 | 5 | each
6.19 | Providing and fixing fly proof stainless steel grade 304 wire gauge, to windows and clerestory windows using wire gauge with average width of aperture 1.4 mm in both directions with wire of dia. 0.50 mm all complete. | item no.69 | [52 empty] | 6.19 | Providing and fixing fly proof stainless steel grade 304 wire gauge, to windows and clerestory windows using wire gauge with average width of aperture 1.4 mm in both directions with wire of dia. 0.50 mm all complete. | item no.69
6.2 | With 12 mm mild steel U beading | item no.70 | 95 | sqm | 878.12 | 434553 |  | Excess(+) | 1 | Full Conversion | INR | [40 empty] | 83421 | 83421 | INR Eighty Three Thousand Four Hundred & Twenty One Only | 6.2 | With 12 mm mild steel U beading | item no.70 | 95 | sqm
7 | STEEL WORK | item no.71 | [52 empty] | 7 | STEEL WORK | item no.71
7.01 | Structural steel work riveted, bolted or welded in built up sections, trusses and framed work, including cutting, hoisting, fixing in position and applying a priming coat of approved steel primer all complete. | item no.72 | 3455 | kg | 89.21 |  |  | Excess(+) | 1 | Full Conversion | INR | [40 empty] | 308221 | 308221 | INR Three Lakh Eight Thousand Two Hundred & Twenty One Only | 7.01 | Structural steel work riveted, bolted or welded in built up sections, trusses and framed work, including cutting, hoisting, fixing in position and applying a priming coat of approved steel primer all complete. | item no.72 | 3455 | kg
7.02 | Providing and fixing 1mm thick M.S. sheet door with frame of 40x40x6 mm angle iron and 3 mm M.S. gusset plates at the junctions and corners, all necessary fittings complete, including applying a priming coat of approved steel primer. | item no.73 | [52 empty] | 7.02 | Providing and fixing 1mm thick M.S. sheet door with frame of 40x40x6 mm angle iron and 3 mm M.S. gusset plates at the junctions and corners, all necessary fittings complete, including applying a priming coat of approved steel primer. | item no.73
7.03 | Using M.S. angels 40x40x6 mm for diagonal braces | item no.74 | 9.25 | sqm | 3882.63 |  |  | Excess(+) | 1 | Full Conversion | INR | [40 empty] | 35914 | 35914 | INR Thirty Five Thousand Nine Hundred & Fourteen Only | 7.03 | Using M.S. angels 40x40x6 mm for diagonal braces | item no.74 | 9.25 | sqm
7.04 | Providing and fixing T-iron frames for doors, windows and ventilators of mild steel Tee-sections, joints mitred and welded, including fixing of necessary butt hinges and screws and applying a priming coat of approved steel primer. | item no.75 | [52 empty] | 7.04 | Providing and fixing T-iron frames for doors, windows and ventilators of mild steel Tee-sections, joints mitred and welded, including fixing of necessary butt hinges and screws and applying a priming coat of approved steel primer. | item no.75
7.05 | Fixing with 15x3 mm lugs 10 cm long embedded in cement concrete block 15x10x10 cm of C.C. 1:3:6 (1 Cement : 3 coarse sand : 6 graded stone aggregate 20 mm nominal size). | item no.76 | 126 | kg | 93.33 | 1455 |  | Excess(+) | 1 | Full Conversion | INR | [40 empty] | 11760 | 11760 | INR Eleven Thousand Seven Hundred & Sixty Only | 7.05 | Fixing with 15x3 mm lugs 10 cm long embedded in cement concrete block 15x10x10 cm of C.C. 1:3:6 (1 Cement : 3 coarse sand : 6 graded stone aggregate 20 mm nominal size). | item no.76 | 126 | kg
7.06 | Providing and fixing mild steel round holding down bolts with nuts and washer plates complete. | item no.77 | 72 | kg | 73.52 | 1455 |  | Excess(+) | 1 | Full Conversion | INR | [40 empty] | 5293 | 5293 | INR Five Thousand Two Hundred & Ninety Three Only | 7.06 | Providing and fixing mild steel round holding down bolts with nuts and washer plates complete. | item no.77 | 72 | kg
7.07 | Steel work welded in built up sections/ framed work, including cutting, hoisting, fixing in position and applying a priming coat of approved steel primer using structural steel etc. as required. | item no.78 | [52 empty] | 7.07 | Steel work welded in built up sections/ framed work, including cutting, hoisting, fixing in position and applying a priming coat of approved steel primer using structural steel etc. as required. | item no.78
7.08 | In gratings, frames, guard bar, ladder, railings, brackets, gates and similar works | item no.79 | 4075 | kg | 114.86 |  |  | Excess(+) | 1 | Full Conversion | INR | [40 empty] | 468055 | 468055 | INR Four Lakh Sixty Eight Thousand &Fifty Five Only | 7.08 | In gratings, frames, guard bar, ladder, railings, brackets, gates and similar works | item no.79 | 4075 | kg
8 | FLOORING | item no.80 | [52 empty] | 8 | FLOORING | item no.80
8.01 | Cement plaster skirting up to 30 cm height, with cement mortar 1:3 (1 cement : 3 coarse sand), finished with a floating coat of neat cement. | item no.81 | [52 empty] | 8.01 | Cement plaster skirting up to 30 cm height, with cement mortar 1:3 (1 cement : 3 coarse sand), finished with a floating coat of neat cement. | item no.81
8.02 | 18 mm thick | item no.82 | 6 | sqm | 456.94 |  |  | Excess(+) | 1 | Full Conversion | INR | [40 empty] | 2742 | 2742 | INR Two Thousand Seven Hundred & Forty Two Only | 8.02 | 18 mm thick | item no.82 | 6 | sqm
8.03 | Cement concrete pavement with 1:2:4 (1 cement : 2 coarse sand : 4 graded stone aggregate 20 mm nominal size), including finishing complete. | item no.83 | 14 | cum | 6431.47 |  |  | Excess(+) | 1 | Full Conversion | INR | [40 empty] | 90041 | 90041 | INR Ninety Thousand &Forty One Only | 8.03 | Cement concrete pavement with 1:2:4 (1 cement : 2 coarse sand : 4 graded stone aggregate 20 mm nominal size), including finishing complete. | item no.83 | 14 | cum
8.04 | Providing and fixing glass strips in joints of terrazo/ cement concrete floors. | item no.84 | [52 empty] | 8.04 | Providing and fixing glass strips in joints of terrazo/ cement concrete floors. | item no.84
8.05 | 40 mm wide and 4 mm thick | item no.85 | 244 | metre | 65.89 |  |  | Excess(+) | 1 | Full Conversion | INR | [40 empty] | 16077 | 16077 | INR Sixteen Thousand &Seventy Seven Only | 8.05 | 40 mm wide and 4 mm thick | item no.85 | 244 | metre
8.06 | Providing and laying vitrified floor tiles in different sizes (thickness to be specified by the manufacturer) with water absorption less than 0.08% and conforming to IS: 15622, of approved make, in all colours and shades, laid on 20mm thick cement mortar 1:4 (1 cement : 4 coarse sand), jointing with grey cement slurry @ 3.3 kg/ sqm including grouting the joints with white cement and matching pigments etc., complete. | item no.86 | [52 empty] | 8.06 | Providing and laying vitrified floor tiles in different sizes (thickness to be specified by the manufacturer) with water absorption less than 0.08% and conforming to IS: 15622, of approved make, in all colours and shades, laid on 20mm thick cement mortar 1:4 (1 cement : 4 coarse sand), jointing with grey cement slurry @ 3.3 kg/ sqm including grouting the joints with white cement and matching pigments etc., complete. | item no.86
8.07 | Size of Tile 600x600 mm | item no.87 | 75 | sqm | 1315.69 |  |  | Excess(+) | 1 | Full Conversion | INR | [40 empty] | 98677 | 98677 | INR Ninety Eight Thousand Six Hundred & Seventy Seven Only | 8.07 | Size of Tile 600x600 mm | item no.87 | 75 | sqm
8.08 | Providing and laying Vitrified tiles in different sizes (thickness to be specified by manufacturer), with water absorption less than 0.08 % and conforming to I.S. 15622, of approved make, in all colours & shade, in skirting, riser of steps, over 12 mm thick bed of cement mortar 1:3 (1 cement: 3 coarse sand), jointing with grey cement slurry @ 3.3 kg/ sqm including grouting the joint with white cement & matching pigments etc. complete. | item no.88 | [52 empty] | 8.08 | Providing and laying Vitrified tiles in different sizes (thickness to be specified by manufacturer), with water absorption less than 0.08 % and conforming to I.S. 15622, of approved make, in all colours & shade, in skirting, riser of steps, over 12 mm thick bed of cement mortar 1:3 (1 cement: 3 coarse sand), jointing with grey cement slurry @ 3.3 kg/ sqm including grouting the joint with white cement & matching pigments etc. complete. | item no.88
8.09 | Size of Tile 600x600 mm | item no.89 | 5.1 | sqm | 1355.41 |  |  | Excess(+) | 1 | Full Conversion | INR | [40 empty] | 6913 | 6913 | INR Six Thousand Nine Hundred & Thirteen Only | 8.09 | Size of Tile 600x600 mm | item no.89 | 5.1 | sqm
9 | ROOFING | item no.90 | [52 empty] | 9 | ROOFING | item no.90
9.01 | Providing gola 75x75 mm in cement concrete 1:2:4 (1 cement : 2 coarse sand : 4 stone aggregate 10 mm and down gauge), including finishing with cement mortar 1:3 (1 cement : 3 fine sand) as per standard design : | item no.91 | [52 empty] | 9.01 | Providing gola 75x75 mm in cement concrete 1:2:4 (1 cement : 2 coarse sand : 4 stone aggregate 10 mm and down gauge), including finishing with cement mortar 1:3 (1 cement : 3 fine sand) as per standard design : | item no.91
9.02 | In 75x75 mm deep chase | item no.92 | 15.5 | metre | 208.02 | 30600 |  | Excess(+) | 1 | Full Conversion | INR | [40 empty] | 3224 | 3224 | INR Three Thousand Two Hundred & Twenty Four Only | 9.02 | In 75x75 mm deep chase | item no.92 | 15.5 | metre
9.03 | Making khurras 45x45 cm with average minimum thickness of 5 cm cement concrete 1:2:4 (1 cement : 2 coarse sand : 4 graded stone aggregate of 20 mm nominal size) over P.V.C. sheet 1 m x1 m x 400 micron, finished with 12 mm cement plaster 1:3 (1 cement : 3 coarse sand) and a coat of neat cement, rounding the edges and making and finishing the outlet complete. | item no.93 | 4 | each | 213.98 |  |  | Excess(+) | 1 | Full Conversion | INR | [40 empty] | 856 | 856 | INR Eight Hundred & Fifty Six Only | 9.03 | Making khurras 45x45 cm with average minimum thickness of 5 cm cement concrete 1:2:4 (1 cement : 2 coarse sand : 4 graded stone aggregate of 20 mm nominal size) over P.V.C. sheet 1 m x1 m x 400 micron, finished with 12 mm cement plaster 1:3 (1 cement : 3 coarse sand) and a coat of neat cement, rounding the edges and making and finishing the outlet complete. | item no.93 | 4 | each
9.04 | Providing and fixing on wall face unplasticised Rigid PVC rain water pipes conforming to IS : 13592 Type A, including jointing with seal ring conforming to IS : 5382, leaving 10 mm gap for thermal expansion, (i) Single socketed pipes. | item no.94 | [52 empty] | 9.04 | Providing and fixing on wall face unplasticised Rigid PVC rain water pipes conforming to IS : 13592 Type A, including jointing with seal ring conforming to IS : 5382, leaving 10 mm gap for thermal expansion, (i) Single socketed pipes. | item no.94
9.05 | 110 mm diameter | item no.95 | 30 | metre | 267.47 | 7563 |  | Excess(+) | 1 | Full Conversion | INR | [40 empty] | 8024 | 8024 | INR Eight Thousand &Twenty Four Only | 9.05 | 110 mm diameter | item no.95 | 30 | metre
9.06 | Providing and fixing on wall face unplasticised - PVC moulded fittings/ accessories for unplasticised Rigid PVC rain water pipes conforming to IS : 13592 Type A, including jointing with seal ring conforming to IS : 5382, leaving 10 mm gap for thermal expansion. | item no.96 | [52 empty] | 9.06 | Providing and fixing on wall face unplasticised - PVC moulded fittings/ accessories for unplasticised Rigid PVC rain water pipes conforming to IS : 13592 Type A, including jointing with seal ring conforming to IS : 5382, leaving 10 mm gap for thermal expansion. | item no.96
9.07 | Single tee without door | item no.97 | [52 empty] | 9.07 | Single tee without door | item no.97
9.08 | 110x110x110 mm | item no.98 | 4 | each | 165.32 |  |  | Excess(+) | 1 | Full Conversion | INR | [40 empty] | 661 | 661 | INR Six Hundred & Sixty One Only | 9.08 | 110x110x110 mm | item no.98 | 4 | each
9.09 | Shoe (Plain) | item no.99 | [52 empty] | 9.09 | Shoe (Plain) | item no.99
9.1 | 110 mm Shoe | item no.100 | 4 | each | 99.78 |  |  | Excess(+) | 1 | Full Conversion | INR | [40 empty] | 399 | 399 | INR Three Hundred & Ninety Nine Only | 9.1 | 110 mm Shoe | item no.100 | 4 | each
9.11 | Providing and fixing unplasticised -PVC pipe clips of approved design to unplasticised - PVC rain water pipes by means of 50x50x50 mm hard wood plugs, screwed with M.S. screws of required length, including cutting brick work and fixing in cement mortar 1:4 (1 cement : 4 coarse sand) and making good the wall etc. complete. | item no.101 | [52 empty] | 9.11 | Providing and fixing unplasticised -PVC pipe clips of approved design to unplasticised - PVC rain water pipes by means of 50x50x50 mm hard wood plugs, screwed with M.S. screws of required length, including cutting brick work and fixing in cement mortar 1:4 (1 cement : 4 coarse sand) and making good the wall etc. complete. | item no.101
9.12 | 110 mm | item no.102 | 18 | each | 253.22 |  |  | Excess(+) | 1 | Full Conversion | INR | [40 empty] | 4558 | 4558 | INR Four Thousand Five Hundred & Fifty Eight Only | 9.12 | 110 mm | item no.102 | 18 | each
9.13 | Providing and fixing precoated galvanised iron profile sheets (size, shape and pitch of corrugation as approved by Engineer-in-charge) 0.50 mm (+ 0.05 %) total coated thickness with zinc coating 120 grams per sqm as per IS: 277, in 240 mpa steel grade, 5-7 microns epoxy primer on both side of the sheet and polyester top coat 15-18 microns. Sheet should have protective guard film of 25 microns minimum to avoid scratches during transportation and should be supplied in single length upto 12 metre or as desired by Engineer-in-charge. The sheet shall be fixed using self drilling /self tapping screws of size (5.5x 55 mm) with EPDM seal, complete upto any pitch in horizontal/ vertical or curved surfaces, excluding the cost of purlins, rafters and trusses and including cutting to size and shape wherever required. | item no.103 | 116.5 | sqm | 550.24 | 2130 |  | Excess(+) | 1 | Full Conversion | INR | [40 empty] | 64103 | 64103 | INR Sixty Four Thousand One Hundred & Three Only | 9.13 | Providing and fixing precoated galvanised iron profile sheets (size, shape and pitch of corrugation as approved by Engineer-in-charge) 0.50 mm (+ 0.05 %) total coated thickness with zinc coating 120 grams per sqm as per IS: 277, in 240 mpa steel grade, 5-7 microns epoxy primer on both side of the sheet and polyester top coat 15-18 microns. Sheet should have protective guard film of 25 microns minimum to avoid scratches during transportation and should be supplied in single length upto 12 metre or as desired by Engineer-in-charge. The sheet shall be fixed using self drilling /self tapping screws of size (5.5x 55 mm) with EPDM seal, complete upto any pitch in horizontal/ vertical or curved surfaces, excluding the cost of purlins, rafters and trusses and including cutting to size and shape wherever required. | item no.103 | 116.5 | sqm
9.14 | Providing and fixing tiled false ceiling of specified materials of size 595x595 mm in true horizontal level, suspended on inter locking metal grid of hot dipped galvanized steel sections ( galvanized @ 120 grams/ sqm, both side inclusive) consisting of main "T" runner with suitably spaced joints to get required length and of size 24x38 mm made from 0.30 mm thick (minimum) sheet, spaced at 1200 mm center to center and cross "T" of size 24x25 mm made of 0.30 mm thick (minimum) sheet, 1200 mm long spaced between main "T" at 600 mm center to center to form a grid of 1200x600 mm and secondary cross "T" of length 600 mm and size 24x25 mm made of 0.30 mm thick (minimum) sheet to be interlocked at middle of the 1200x600 mm panel to form grids of 600x600 mm and wall angle of size 24x24x0.3 mm and laying false ceiling tiles of approved texture in the grid including, required cutting/making, opening for services like diffusers, grills, light fittings, fixtures, smoke detectors etc. Main "T" runners to be suspended from ceiling using GI slotted cleats of size 27 x 37 x 25 x1.6 mm fixed to ceiling with 12.5 mm dia and 50 mm long dash fasteners, 4 mm GI adjustable rods with galvanised butterfly level clips of size 85 x 30 x 0.8 mm spaced at 1200 mm center to center along main T, bottom exposed width of 24 mm of all T-sections shall be pre-painted with polyester paint, all complete for all heights as per specifications, drawings and as directed by Engineer-in-charge. | item no.104 | [52 empty] | 9.14 | Providing and fixing tiled false ceiling of specified materials of size 595x595 mm in true horizontal level, suspended on inter locking metal grid of hot dipped galvanized steel sections ( galvanized @ 120 grams/ sqm, both side inclusive) consisting of main "T" runner with suitably spaced joints to get required length and of size 24x38 mm made from 0.30 mm thick (minimum) sheet, spaced at 1200 mm center to center and cross "T" of size 24x25 mm made of 0.30 mm thick (minimum) sheet, 1200 mm long spaced between main "T" at 600 mm center to center to form a grid of 1200x600 mm and secondary cross "T" of length 600 mm and size 24x25 mm made of 0.30 mm thick (minimum) sheet to be interlocked at middle of the 1200x600 mm panel to form grids of 600x600 mm and wall angle of size 24x24x0.3 mm and laying false ceiling tiles of approved texture in the grid including, required cutting/making, opening for services like diffusers, grills, light fittings, fixtures, smoke detectors etc. Main "T" runners to be suspended from ceiling using GI slotted cleats of size 27 x 37 x 25 x1.6 mm fixed to ceiling with 12.5 mm dia and 50 mm long dash fasteners, 4 mm GI adjustable rods with galvanised butterfly level clips of size 85 x 30 x 0.8 mm spaced at 1200 mm center to center along main T, bottom exposed width of 24 mm of all T-sections shall be pre-painted with polyester paint, all complete for all heights as per specifications, drawings and as directed by Engineer-in-charge. | item no.104
9.15 | 12.5 mm thick square edge PVC Laminated Gypsum Tile of size 595x595 mm, made of Gypsum plasterboard, manufactured from natural gypsum as per IS 2095 part I and laminated with white 0.16mm thick fire retardant PVC film on the face side and 12micron metalized polyester on the back side with all edges sealed with the face side PVC film which goes around and wraps the edges and is bonded to the edges and the back side metalized polyester film so as to make the tile a completely sealed unit. | item no.105 | 76 | sqm | 1649.23 |  |  | Excess(+) | 1 | Full Conversion | INR | [40 empty] | 125341 | 125341 | INR One Lakh Twenty Five Thousand Three Hundred & Forty One Only | 9.15 | 12.5 mm thick square edge PVC Laminated Gypsum Tile of size 595x595 mm, made of Gypsum plasterboard, manufactured from natural gypsum as per IS 2095 part I and laminated with white 0.16mm thick fire retardant PVC film on the face side and 12micron metalized polyester on the back side with all edges sealed with the face side PVC film which goes around and wraps the edges and is bonded to the edges and the back side metalized polyester film so as to make the tile a completely sealed unit. | item no.105 | 76 | sqm
10 | FINISHING | item no.106 | [52 empty] | 10 | FINISHING | item no.106
10.01 | 12 mm cement plaster of mix : | item no.107 | [52 empty] | 10.01 | 12 mm cement plaster of mix : | item no.107
10.02 | 1:6 (1 cement: 6 coarse sand) | item no.108 | 70 | sqm | 231.08 | 251680 |  | Excess(+) | 1 | Full Conversion | INR | [40 empty] | 16176 | 16176 | INR Sixteen Thousand One Hundred & Seventy Six Only | 10.02 | 1:6 (1 cement: 6 coarse sand) | item no.108 | 70 | sqm
10.03 | 15 mm cement plaster on rough side of single or half brick wall of mix: | item no.109 | [52 empty] | 10.03 | 15 mm cement plaster on rough side of single or half brick wall of mix: | item no.109
10.04 | 1:6 (1 cement: 6 coarse sand) | item no.110 | 235 | sqm | 266.46 | 68800 |  | Excess(+) | 1 | Full Conversion | INR | [40 empty] | 62618.1 | 62618.1 | INR Sixty Two Thousand Six Hundred & Eighteen and Paise Ten Only | 10.04 | 1:6 (1 cement: 6 coarse sand) | item no.110 | 235 | sqm
10.05 | 6 mm cement plaster of mix : | item no.111 | [52 empty] | 10.05 | 6 mm cement plaster of mix : | item no.111
10.06 | 1:3 (1 cement : 3 fine sand) | item no.112 | 171 | sqm | 199.34 |  |  | Excess(+) | 1 | Full Conversion | INR | [40 empty] | 34087 | 34087 | INR Thirty Four Thousand &Eighty Seven Only | 10.06 | 1:3 (1 cement : 3 fine sand) | item no.112 | 171 | sqm
10.07 | 6 mm cement plaster 1:3 (1 cement : 3 fine sand) finished with a floating coat of neat cement and thick coat of Lime wash on top of walls when dry for bearing of R.C.C. slabs and beams. | item no.113 | 8.5 | sqm | 264.48 |  |  | Excess(+) | 1 | Full Conversion | INR | [40 empty] | 2248 | 2248 | INR Two Thousand Two Hundred & Forty Eight Only | 10.07 | 6 mm cement plaster 1:3 (1 cement : 3 fine sand) finished with a floating coat of neat cement and thick coat of Lime wash on top of walls when dry for bearing of R.C.C. slabs and beams. | item no.113 | 8.5 | sqm
10.08 | Pointing on brick work or brick flooring with cement mortar 1:3 (1 cement : 3 fine sand): | item no.114 | [52 empty] | 10.08 | Pointing on brick work or brick flooring with cement mortar 1:3 (1 cement : 3 fine sand): | item no.114
10.09 | Flush / Ruled/ Struck or weathered pointing | item no.115 | 200 | sqm | 167.95 |  |  | Excess(+) | 1 | Full Conversion | INR | [40 empty] | 33590 | 33590 | INR Thirty Three Thousand Five Hundred & Ninety Only | 10.09 | Flush / Ruled/ Struck or weathered pointing | item no.115 | 200 | sqm
10.1 | Distempering with 1st quality acrylic distemper (ready mixed) having VOC content less than 50 gms/litre, of approved manufacturer, of required shade and colour complete, as per manufacturer's specification. | item no.116 | [52 empty] | 10.1 | Distempering with 1st quality acrylic distemper (ready mixed) having VOC content less than 50 gms/litre, of approved manufacturer, of required shade and colour complete, as per manufacturer's specification. | item no.116
10.11 | Two or more coats on new work | item no.117 | 280 | sqm | 76.41 |  |  | Excess(+) | 1 | Full Conversion | INR | [40 empty] | 21395 | 21395 | INR Twenty One Thousand Three Hundred & Ninety Five Only | 10.11 | Two or more coats on new work | item no.117 | 280 | sqm
10.12 | Finishing walls with Premium Acrylic Smooth exterior paint with Silicone additives of required shade: | item no.118 | [52 empty] | 10.12 | Finishing walls with Premium Acrylic Smooth exterior paint with Silicone additives of required shade: | item no.118
10.13 | New work (Two or more coats applied @ 1.43 ltr/10 sqm over and including priming coat of exterior primer applied @ 2.20 kg/10 sqm) | item no.119 | 480 | sqm | 141.29 |  |  | Excess(+) | 1 | Full Conversion | INR | [40 empty] | 67819 | 67819 | INR Sixty Seven Thousand Eight Hundred & Nineteen Only | 10.13 | New work (Two or more coats applied @ 1.43 ltr/10 sqm over and including priming coat of exterior primer applied @ 2.20 kg/10 sqm) | item no.119 | 480 | sqm
10.14 | Painting with synthetic enamel paint of approved brand and manufacture to give an even shade : | item no.120 | [52 empty] | 10.14 | Painting with synthetic enamel paint of approved brand and manufacture to give an even shade : | item no.120
10.15 | Two or more coats on new work | item no.121 | 260 | sqm | 106.57 |  |  | Excess(+) | 1 | Full Conversion | INR | [40 empty] | 27708 | 27708 | INR Twenty Seven Thousand Seven Hundred & Eight Only | 10.15 | Two or more coats on new work | item no.121 | 260 | sqm
10.16 | Painting with synthetic enamel paint of approved brand and manufacture of required colour to give an even shade : | item no.122 | [52 empty] | 10.16 | Painting with synthetic enamel paint of approved brand and manufacture of required colour to give an even shade : | item no.122
10.17 | Two or more coats on new work over an under coat of suitable shade with ordinary paint of approved brand and manufacture | item no.123 | 26 | sqm | 155.32 | 37800 |  | Excess(+) | 1 | Full Conversion | INR | [40 empty] | 4038 | 4038 | INR Four Thousand &Thirty Eight Only | 10.17 | Two or more coats on new work over an under coat of suitable shade with ordinary paint of approved brand and manufacture | item no.123 | 26 | sqm
10.18 | Providing and applying white cement based putty of average thickness 1 mm, of approved brand and manufacturer, over the plastered wall surface to prepare the surface even and smooth complete. | item no.124 | 280 | sqm | 100.96 |  |  | Excess(+) | 1 | Full Conversion | INR | [40 empty] | 28269 | 28269 | INR Twenty Eight Thousand Two Hundred & Sixty Nine Only | 10.18 | Providing and applying white cement based putty of average thickness 1 mm, of approved brand and manufacturer, over the plastered wall surface to prepare the surface even and smooth complete. | item no.124 | 280 | sqm
11 | REPAIRS TO BUILDING | item no.125 | [52 empty] | 11 | REPAIRS TO BUILDING | item no.125
11.01 | Making the opening in brick masonry including dismantling in floor or walls by cutting masonry and making good the damages to walls, flooring and jambs complete, to match existing surface i/c disposal of mulba/ rubbish to the nearest municipal dumping ground, all complete as per direction of Engineer-in-Charge. | item no.126 | [52 empty] | 11.01 | Making the opening in brick masonry including dismantling in floor or walls by cutting masonry and making good the damages to walls, flooring and jambs complete, to match existing surface i/c disposal of mulba/ rubbish to the nearest municipal dumping ground, all complete as per direction of Engineer-in-Charge. | item no.126
11.02 | For door/ window/ clerestory window | item no.127 | 2.76 | sqm | 817.58 | 1455 |  | Excess(+) | 1 | Full Conversion | INR | [40 empty] | 2257 | 2257 | INR Two Thousand Two Hundred & Fifty Seven Only | 11.02 | For door/ window/ clerestory window | item no.127 | 2.76 | sqm
12 | DISMANTLING AND DEMOLISHING | item no.128 | [52 empty] | 12 | DISMANTLING AND DEMOLISHING | item no.128
12.01 | Demolishing cement concrete manually/ by mechanical means including disposal of material within 50 metres lead as per direction of Engineer - in - charge. | item no.129 | [52 empty] | 12.01 | Demolishing cement concrete manually/ by mechanical means including disposal of material within 50 metres lead as per direction of Engineer - in - charge. | item no.129
12.02 | Nominal concrete 1:3:6 or richer mix (i/c equivalent design mix) | item no.130 | 5.2 | cum | 1523.41 | 12714 |  | Excess(+) | 1 | Full Conversion | INR | [40 empty] | 7922 | 7922 | INR Seven Thousand Nine Hundred & Twenty Two Only | 12.02 | Nominal concrete 1:3:6 or richer mix (i/c equivalent design mix) | item no.130 | 5.2 | cum
12.03 | Nominal concrete 1:4:8 or leaner mix (i/c equivalent design mix) | item no.131 | 6.5 | cum | 940.64 | 26880 |  | Excess(+) | 1 | Full Conversion | INR | [40 empty] | 6114 | 6114 | INR Six Thousand One Hundred & Fourteen Only | 12.03 | Nominal concrete 1:4:8 or leaner mix (i/c equivalent design mix) | item no.131 | 6.5 | cum
12.04 | Demolishing brick work manually/ by mechanical means including stacking of serviceable material and disposal of unserviceable material within 50 metres lead as per direction of Engineer-in-charge. | item no.132 | [52 empty] | 12.04 | Demolishing brick work manually/ by mechanical means including stacking of serviceable material and disposal of unserviceable material within 50 metres lead as per direction of Engineer-in-charge. | item no.132
12.05 | In cement mortar | item no.133 | 6.5 | cum | 1288.82 | 12714 |  | Excess(+) | 1 | Full Conversion | INR | [40 empty] | 8377 | 8377 | INR Eight Thousand Three Hundred & Seventy Seven Only | 12.05 | In cement mortar | item no.133 | 6.5 | cum
12.06 | Dismantling steel work in built up sections in angles, tees, flats and channels including all gusset plates, bolts, nuts, cutting rivets, welding etc. including dismembering and stacking within 50 metres lead. | item no.134 | 1013 | kg | 3.63 |  |  | Excess(+) | 1 | Full Conversion | INR | [40 empty] | 3677 | 3677 | INR Three Thousand Six Hundred & Seventy Seven Only | 12.06 | Dismantling steel work in built up sections in angles, tees, flats and channels including all gusset plates, bolts, nuts, cutting rivets, welding etc. including dismembering and stacking within 50 metres lead. | item no.134 | 1013 | kg
12.07 | Dismantling roofing including ridges, hips, valleys and gutters etc., and stacking the material within 50 metres lead of: | item no.135 | [52 empty] | 12.07 | Dismantling roofing including ridges, hips, valleys and gutters etc., and stacking the material within 50 metres lead of: | item no.135
12.08 | G.S. Sheet | item no.136 | 49 | sqm | 106.88 | 434553 |  | Excess(+) | 1 | Full Conversion | INR | [40 empty] | 5237 | 5237 | INR Five Thousand Two Hundred & Thirty Seven Only | 12.08 | G.S. Sheet | item no.136 | 49 | sqm
12.09 | Dismantling expanded metal or I.R.C. fabrics with necessary battens and beading including stacking the serviceable material within 50 metres lead. | item no.137 | 39.5 | sqm | 48.22 | 434553 |  | Excess(+) | 1 | Full Conversion | INR | [40 empty] | 1905 | 1905 | INR One Thousand Nine Hundred & Five Only | 12.09 | Dismantling expanded metal or I.R.C. fabrics with necessary battens and beading including stacking the serviceable material within 50 metres lead. | item no.137 | 39.5 | sqm
12.1 | Disposal of building rubbish / malba / similar unserviceable, dismantled or waste materials by mechanical means, including loading, transporting, unloading to approved municipal dumping ground or as approved by Engineer-in-charge, beyond 50 m initial lead, for all leads including all lifts involved. | item no.138 | 15.7 | cum | 121.74 | 5271 |  | Excess(+) | 1 | Full Conversion | INR | [40 empty] | 1911 | 1911 | INR One Thousand Nine Hundred & Eleven Only | 12.1 | Disposal of building rubbish / malba / similar unserviceable, dismantled or waste materials by mechanical means, including loading, transporting, unloading to approved municipal dumping ground or as approved by Engineer-in-charge, beyond 50 m initial lead, for all leads including all lifts involved. | item no.138 | 15.7 | cum
13 | SANITARY INSTALLATIONS | item no.139 | [52 empty] | 13 | SANITARY INSTALLATIONS | item no.139
13.01 | Providing and fixing white vitreous china laboratory sink including making all connections excluding cost of fittings : | item no.140 | [52 empty] | 13.01 | Providing and fixing white vitreous china laboratory sink including making all connections excluding cost of fittings : | item no.140
13.02 | Size 600x450x200 mm | item no.141 | 1 | each | 3052.95 |  |  | Excess(+) | 1 | Full Conversion | INR | [40 empty] | 3053 | 3053 | INR Three Thousand &Fifty Three Only | 13.02 | Size 600x450x200 mm | item no.141 | 1 | each
13.03 | Providing and fixing P.V.C. waste pipe for sink or wash basin including P.V.C. waste fittings complete. | item no.142 | [52 empty] | 13.03 | Providing and fixing P.V.C. waste pipe for sink or wash basin including P.V.C. waste fittings complete. | item no.142
13.04 | Flexible pipe | item no.143 | [52 empty] | 13.04 | Flexible pipe | item no.143
13.05 | 32 mm dia | item no.144 | 1 | each | 88.64 | 2695 |  | Excess(+) | 1 | Full Conversion | INR | [40 empty] | 89 | 89 | INR Eighty Nine Only | 13.05 | 32 mm dia | item no.144 | 1 | each
14 | WATER SUPPLY | item no.145 | [52 empty] | 14 | WATER SUPPLY | item no.145
14.01 | Providing and fixing G.I. pipes complete with G.I. fittings and clamps, i/c cutting and making good the walls etc. Internal work - Exposed on wall | item no.146 | [52 empty] | 14.01 | Providing and fixing G.I. pipes complete with G.I. fittings and clamps, i/c cutting and making good the walls etc. Internal work - Exposed on wall | item no.146
14.02 | 15 mm dia nominal bore | item no.147 | 5 | metre | 249.8 |  |  | Excess(+) | 1 | Full Conversion | INR | [40 empty] | 1249 | 1249 | INR One Thousand Two Hundred & Forty Nine Only | 14.02 | 15 mm dia nominal bore | item no.147 | 5 | metre
14.03 | 20 mm dia nominal bore | item no.148 | 10 | metre | 301.7 |  |  | Excess(+) | 1 | Full Conversion | INR | [40 empty] | 3017 | 3017 | INR Three Thousand &Seventeen Only | 14.03 | 20 mm dia nominal bore | item no.148 | 10 | metre
14.04 | 40 mm dia nominal bore | item no.149 | 4 | metre | 560.8 |  |  | Excess(+) | 1 | Full Conversion | INR | [40 empty] | 2243 | 2243 | INR Two Thousand Two Hundred & Forty Three Only | 14.04 | 40 mm dia nominal bore | item no.149 | 4 | metre
14.05 | Making connection of G.I. distribution branch with G.I. main of following sizes by providing and fixing tee, including cutting and threading the pipe etc. complete : | item no.150 | [52 empty] | 14.05 | Making connection of G.I. distribution branch with G.I. main of following sizes by providing and fixing tee, including cutting and threading the pipe etc. complete : | item no.150
14.06 | 25 to 40 mm nominal bore | item no.151 | 1 | each | 590.48 |  |  | Excess(+) | 1 | Full Conversion | INR | [40 empty] | 590 | 590 | INR Five Hundred & Ninety Only | 14.06 | 25 to 40 mm nominal bore | item no.151 | 1 | each
14.07 | Providing and fixing brass stop cock of approved quality : | item no.152 | [52 empty] | 14.07 | Providing and fixing brass stop cock of approved quality : | item no.152
14.08 | 15 mm nominal bore | item no.153 | 1 | each | 265.27 |  |  | Excess(+) | 1 | Full Conversion | INR | [40 empty] | 265 | 265 | INR Two Hundred & Sixty Five Only | 14.08 | 15 mm nominal bore | item no.153 | 1 | each
14.09 | Providing and fixing gun metal gate valve with C.I. wheel of approved quality (screwed end) : | item no.154 | [52 empty] | 14.09 | Providing and fixing gun metal gate valve with C.I. wheel of approved quality (screwed end) : | item no.154
14.1 | 20 mm nominal bore | item no.155 | 1 | each | 403.5 |  |  | Excess(+) | 1 | Full Conversion | INR | [40 empty] | 404 | 404 | INR Four Hundred & Four Only | 14.1 | 20 mm nominal bore | item no.155 | 1 | each
14.11 | Constructing masonry Chamber 30x30x50 cm inside, in brick work in cement mortar 1:4 (1 cement :4 coarse sand) for stop cock, with C. I. surface box 100x100 x75 mm (inside) with hinged cover fixed in cement concrete slab 1:2:4 mix (1 cement : 2 coarse sand : 4 graded stone aggregate 20 mm nominal size), i/c necessary excavation, foundation concrete 1:5:10 ( 1 cement : 5 fine sand : 10 graded stone aggregate 40mm nominal size ) and inside plastering with cement mortar 1:3 (1 cement : 3 coarse sand) 12mm thick, finished with a floating coat of neat cement complete as per standard design : | item no.156 | [52 empty] | 14.11 | Constructing masonry Chamber 30x30x50 cm inside, in brick work in cement mortar 1:4 (1 cement :4 coarse sand) for stop cock, with C. I. surface box 100x100 x75 mm (inside) with hinged cover fixed in cement concrete slab 1:2:4 mix (1 cement : 2 coarse sand : 4 graded stone aggregate 20 mm nominal size), i/c necessary excavation, foundation concrete 1:5:10 ( 1 cement : 5 fine sand : 10 graded stone aggregate 40mm nominal size ) and inside plastering with cement mortar 1:3 (1 cement : 3 coarse sand) 12mm thick, finished with a floating coat of neat cement complete as per standard design : | item no.156
14.12 | With common burnt clay F.P.S.(non modular) bricks of class designation 7.5 | item no.157 | 2 | each | 1387.5 | 30600 |  | Excess(+) | 1 | Full Conversion | INR | [40 empty] | 2775 | 2775 | INR Two Thousand Seven Hundred & Seventy Five Only | 14.12 | With common burnt clay F.P.S.(non modular) bricks of class designation 7.5 | item no.157 | 2 | each
14.13 | Making chases up to 7.5x7.5 cm in walls including making good and finishing with matching surface after housing G.I. pipe etc. | item no.158 | 15 | metre | 135.16 |  |  | Excess(+) | 1 | Full Conversion | INR | [40 empty] | 2027 | 2027 | INR Two Thousand &Twenty Seven Only | 14.13 | Making chases up to 7.5x7.5 cm in walls including making good and finishing with matching surface after housing G.I. pipe etc. | item no.158 | 15 | metre
15 | DRAINAGE | item no.159 | [52 empty] | 15 | DRAINAGE | item no.159
15.01 | Providing and laying non-pressure NP2 class (light duty) R.C.C. pipes with collars jointed with stiff mixture of cement mortar in the proportion of 1:2 (1 cement : 2 fine sand) including testing of joints etc. complete : | item no.160 | [52 empty] | 15.01 | Providing and laying non-pressure NP2 class (light duty) R.C.C. pipes with collars jointed with stiff mixture of cement mortar in the proportion of 1:2 (1 cement : 2 fine sand) including testing of joints etc. complete : | item no.160
15.02 | 250 mm dia. R.C.C. pipe | item no.161 | 25 | metre | 661.5 | 30600 |  | Excess(+) | 1 | Full Conversion | INR | [40 empty] | 16538 | 16538 | INR Sixteen Thousand Five Hundred & Thirty Eight Only | 15.02 | 250 mm dia. R.C.C. pipe | item no.161 | 25 | metre
15.03 | Constructing brick masonry manhole in cement mortar 1:4 ( 1 cement : 4 coarse sand ) with R.C.C. top slab with 1:1.5:3 mix (1 cement : 1.5 coarse sand (zone-III) : 3 graded stone aggregate 20 mm nominal size), foundation concrete 1:4:8 mix (1 cement : 4 coarse sand (Zone-III) : 8 graded stone aggregate 40 mm nominal size), inside plastering 12 mm thick with cement mortar 1:3 (1 cement : 3 coarse sand) finished with floating coat of neat cement and making channels in cement concrete 1:2:4 (1 cement : 2 coarse sand : 4 graded stone aggregate 20 mm nominal size) finished with a floating coat of neat cement complete as per standard design : | item no.162 | [52 empty] | 15.03 | Constructing brick masonry manhole in cement mortar 1:4 ( 1 cement : 4 coarse sand ) with R.C.C. top slab with 1:1.5:3 mix (1 cement : 1.5 coarse sand (zone-III) : 3 graded stone aggregate 20 mm nominal size), foundation concrete 1:4:8 mix (1 cement : 4 coarse sand (Zone-III) : 8 graded stone aggregate 40 mm nominal size), inside plastering 12 mm thick with cement mortar 1:3 (1 cement : 3 coarse sand) finished with floating coat of neat cement and making channels in cement concrete 1:2:4 (1 cement : 2 coarse sand : 4 graded stone aggregate 20 mm nominal size) finished with a floating coat of neat cement complete as per standard design : | item no.162
15.04 | Inside size 90x80 cm and 45 cm deep including C.I. cover with frame (light duty) 455x610 mm internal dimensions, total weight of cover and frame to be not less than 38 kg (weight of cover 23 kg and weight of frame 15 kg) : | item no.163 | [52 empty] | 15.04 | Inside size 90x80 cm and 45 cm deep including C.I. cover with frame (light duty) 455x610 mm internal dimensions, total weight of cover and frame to be not less than 38 kg (weight of cover 23 kg and weight of frame 15 kg) : | item no.163
15.05 | With common burnt clay F.P.S. (non modular) bricks of class designation 7.5 | item no.164 | 1 | each | 9561.63 | 7563 |  | Excess(+) | 1 | Full Conversion | INR | [40 empty] | 9562 | 9562 | INR Nine Thousand Five Hundred & Sixty Two Only | 15.05 | With common burnt clay F.P.S. (non modular) bricks of class designation 7.5 | item no.164 | 1 | each
15.06 | Extra for depth for manholes : | item no.165 | [52 empty] | 15.06 | Extra for depth for manholes : | item no.165
15.07 | Size 90x80 cm | item no.166 | [52 empty] | 15.07 | Size 90x80 cm | item no.166
15.08 | With common burnt clay F.P.S. (non modular) bricks of class designation 7.5 | item no.167 | 0.75 | metre | 6578.69 |  |  | Excess(+) | 1 | Full Conversion | INR | [40 empty] | 4934 | 4934 | INR Four Thousand Nine Hundred & Thirty Four Only | 15.08 | With common burnt clay F.P.S. (non modular) bricks of class designation 7.5 | item no.167 | 0.75 | metre
15.09 | Making connection of drain or sewer line with existing manhole including breaking into and making good the walls, floors with cement concrete 1:2:4 mix (1 cement : 2 coarse sand : 4 graded stone aggregate 20 mm nominal size) cement plastered on both sides with cement mortar 1:3 (1 cement : 3 coarse sand), finished with a floating coat of neat cement and making necessary channels for the drain etc. complete : | item no.168 | [52 empty] | 15.09 | Making connection of drain or sewer line with existing manhole including breaking into and making good the walls, floors with cement concrete 1:2:4 mix (1 cement : 2 coarse sand : 4 graded stone aggregate 20 mm nominal size) cement plastered on both sides with cement mortar 1:3 (1 cement : 3 coarse sand), finished with a floating coat of neat cement and making necessary channels for the drain etc. complete : | item no.168
15.1 | For pipes 100 to 250 mm diameter | item no.169 | 2 | each | 546.69 |  |  | Excess(+) | 1 | Full Conversion | INR | [40 empty] | 1093 | 1093 | INR One Thousand &Ninety Three Only | 15.1 | For pipes 100 to 250 mm diameter | item no.169 | 2 | each
15.11 | Constructing brick masonry road gully chamber 50x45x60 cm with bricks in cement mortar 1:4 (1 cement : 4 coarse sand) including 500x450 mm pre-cast R.C.C. horizontal grating with frame complete as per standard design : | item no.170 | [52 empty] | 15.11 | Constructing brick masonry road gully chamber 50x45x60 cm with bricks in cement mortar 1:4 (1 cement : 4 coarse sand) including 500x450 mm pre-cast R.C.C. horizontal grating with frame complete as per standard design : | item no.170
15.12 | With common burnt clay F.P.S. (non modular) bricks of class designation 7.5 | item no.171 | 4 | each | 4567.38 |  |  | Excess(+) | 1 | Full Conversion | INR | [40 empty] | 18270 | 18270 | INR Eighteen Thousand Two Hundred & Seventy Only | 15.12 | With common burnt clay F.P.S. (non modular) bricks of class designation 7.5 | item no.171 | 4 | each
16 | ALUMINIUM WORK | item no.172 | [52 empty] | 16 | ALUMINIUM WORK | item no.172
16.01 | Providing and fixing aluminium work for doors, windows, ventilators and partitions with extruded built up standard tubular sections/ appropriate Z sections and other sections of approved make conforming to IS: 733 and IS: 1285, fixing with dash fasteners of required dia and size, including necessary filling up the gaps at junctions, i.e. at top, bottom and sides with required EPDM rubber/ neoprene gasket etc. Aluminium sections shall be smooth, rust free, straight, mitred and jointed mechanically wherever required including cleat angle, Aluminium snap beading for glazing / paneling, C.P. brass / stainless steel screws, all complete as per architectural drawings and the directions of Engineer-in-charge. (Glazing, paneling and dash fasteners to be paid for separately) : | item no.173 | [52 empty] | 16.01 | Providing and fixing aluminium work for doors, windows, ventilators and partitions with extruded built up standard tubular sections/ appropriate Z sections and other sections of approved make conforming to IS: 733 and IS: 1285, fixing with dash fasteners of required dia and size, including necessary filling up the gaps at junctions, i.e. at top, bottom and sides with required EPDM rubber/ neoprene gasket etc. Aluminium sections shall be smooth, rust free, straight, mitred and jointed mechanically wherever required including cleat angle, Aluminium snap beading for glazing / paneling, C.P. brass / stainless steel screws, all complete as per architectural drawings and the directions of Engineer-in-charge. (Glazing, paneling and dash fasteners to be paid for separately) : | item no.173
16.02 | For fixed portion | item no.174 | [52 empty] | 16.02 | For fixed portion | item no.174
16.03 | Anodised aluminium (anodised transparent or dyed to required shade according to IS: 1868, Minimum anodic coating of grade AC 15) | item no.175 | 60 | kg | 371.72 | 251680 |  | Excess(+) | 1 | Full Conversion | INR | [40 empty] | 22303 | 22303 | INR Twenty Two Thousand Three Hundred & Three Only | 16.03 | Anodised aluminium (anodised transparent or dyed to required shade according to IS: 1868, Minimum anodic coating of grade AC 15) | item no.175 | 60 | kg
16.04 | For shutters of doors, windows & ventilators including providing and fixing hinges/ pivots and making provision for fixing of fittings wherever required including the cost of EPDM rubber / neoprene gasket required (Fittings shall be paid for separately) | item no.176 | [52 empty] | 16.04 | For shutters of doors, windows & ventilators including providing and fixing hinges/ pivots and making provision for fixing of fittings wherever required including the cost of EPDM rubber / neoprene gasket required (Fittings shall be paid for separately) | item no.176
16.05 | Anodised aluminium (anodised transparent or dyed to required shade according to IS: 1868, Minimum anodic coating of grade AC 15) | item no.177 | 98 | kg | 450.15 | 251680 |  | Excess(+) | 1 | Full Conversion | INR | [40 empty] | 44115 | 44115 | INR Forty Four Thousand One Hundred & Fifteen Only | 16.05 | Anodised aluminium (anodised transparent or dyed to required shade according to IS: 1868, Minimum anodic coating of grade AC 15) | item no.177 | 98 | kg
16.06 | Providing and fixing double glazed hermetically sealed glazing in aluminium windows, ventilators and partition etc. with 6 mm thick clear float glass both side, having 12 mm air gap, including providing EPDM gasket, perforated aluminium spacers, desiccants, sealant (Both primary and secondary sealant) etc. as per specifications, drawings and direction of Engineer-in-charge complete. | item no.178 | 6 | sqm | 3424.24 | 1455 |  | Excess(+) | 1 | Full Conversion | INR | [40 empty] | 20545 | 20545 | INR Twenty Thousand Five Hundred & Forty Five Only | 16.06 | Providing and fixing double glazed hermetically sealed glazing in aluminium windows, ventilators and partition etc. with 6 mm thick clear float glass both side, having 12 mm air gap, including providing EPDM gasket, perforated aluminium spacers, desiccants, sealant (Both primary and secondary sealant) etc. as per specifications, drawings and direction of Engineer-in-charge complete. | item no.178 | 6 | sqm
16.07 | Providing and fixing stainless steel (SS 304 grade) adjustable friction windows stays of approved quality with necessary stainless steel screws etc. to the side hung windows as per direction of Engineer-in-charge complete. | item no.179 | [52 empty] | 16.07 | Providing and fixing stainless steel (SS 304 grade) adjustable friction windows stays of approved quality with necessary stainless steel screws etc. to the side hung windows as per direction of Engineer-in-charge complete. | item no.179
16.08 | 255 X 19 mm | item no.180 | 10 | each | 282.9 | 8735 |  | Excess(+) | 1 | Full Conversion | INR | [40 empty] | 2829 | 2829 | INR Two Thousand Eight Hundred & Twenty Nine Only | 16.08 | 255 X 19 mm | item no.180 | 10 | each
16.09 | Providing and fixing aluminium casement windows fastener of required length for aluminium windows with necessary screws etc. complete. | item no.181 | [52 empty] | 16.09 | Providing and fixing aluminium casement windows fastener of required length for aluminium windows with necessary screws etc. complete. | item no.181
16.1 | Anodized (AC 15) aluminium | item no.182 | 10 | each | 59.22 |  |  | Excess(+) | 1 | Full Conversion | INR | [40 empty] | 592 | 592 | INR Five Hundred & Ninety Two Only | 16.1 | Anodized (AC 15) aluminium | item no.182 | 10 | each
17 | WATER PROOFING | item no.183 | [52 empty] | 17 | WATER PROOFING | item no.183
17.01 | Providing and laying integral cement based water proofing treatment including preparation of surface as required for treatment of roofs, balconies, terraces etc consisting of following operations: (a) Applying a slurry coat of neat cement using 2.75 kg/sqm of cement admixed with water proofing compound conforming to IS. 2645 and approved by Engineer-in-charge over the RCC slab including adjoining walls upto 300 mm height including cleaning the surface before treatment. (b) Laying brick bats with mortar using broken bricks/brick bats 25 mm to 115 mm size with 50% of cement mortar 1:5 (1 cement : 5 coarse sand) admixed with water proofing compound conforming to IS : 2645 and approved by Engineer-in-charge over 20 mm thick layer of cement mortar of mix 1:5 (1 cement :5 coarse sand ) admixed with water proofing compound conforming to IS : 2645 and approved by Engineer-in-charge to required slope and treating similarly the adjoining walls upto 300 mm height including rounding of junctions of walls and slabs. (c) After two days of proper curing applying a second coat of cement slurry using 2.75 kg/ sqm of cement admixed with water proofing compound conforming to IS : 2645 and approved by Engineer-in-charge. (d) Finishing the surface with 20 mm thick jointless cement mortar of mix 1:4 (1 cement :4 coarse sand) admixed with water proofing compound conforming to IS : 2645 and approved by Engineer-in-charge including laying glass fibre cloth of approved quality in top layer of plaster and finally finishing the surface with trowel with neat cement slurry and making pattern of 300x300 mm square 3 mm deep. (e) The whole terrace so finished shall be flooded with water for a minimum period of two weeks for curing and for final test.“All above operations to be done in order and as directed and specified by the Engineer-in-Charge : | item no.184 | [52 empty] | 17.01 | Providing and laying integral cement based water proofing treatment including preparation of surface as required for treatment of roofs, balconies, terraces etc consisting of following operations: (a) Applying a slurry coat of neat cement using 2.75 kg/sqm of cement admixed with water proofing compound conforming to IS. 2645 and approved by Engineer-in-charge over the RCC slab including adjoining walls upto 300 mm height including cleaning the surface before treatment. (b) Laying brick bats with mortar using broken bricks/brick bats 25 mm to 115 mm size with 50% of cement mortar 1:5 (1 cement : 5 coarse sand) admixed with water proofing compound conforming to IS : 2645 and approved by Engineer-in-charge over 20 mm thick layer of cement mortar of mix 1:5 (1 cement :5 coarse sand ) admixed with water proofing compound conforming to IS : 2645 and approved by Engineer-in-charge to required slope and treating similarly the adjoining walls upto 300 mm height including rounding of junctions of walls and slabs. (c) After two days of proper curing applying a second coat of cement slurry using 2.75 kg/ sqm of cement admixed with water proofing compound conforming to IS : 2645 and approved by Engineer-in-charge. (d) Finishing the surface with 20 mm thick jointless cement mortar of mix 1:4 (1 cement :4 coarse sand) admixed with water proofing compound conforming to IS : 2645 and approved by Engineer-in-charge including laying glass fibre cloth of approved quality in top layer of plaster and finally finishing the surface with trowel with neat cement slurry and making pattern of 300x300 mm square 3 mm deep. (e) The whole terrace so finished shall be flooded with water for a minimum period of two weeks for curing and for final test.“All above operations to be done in order and as directed and specified by the Engineer-in-Charge : | item no.184
17.02 | With average thickness of 120 mm and minimum thickness at khurra as 65 mm. | item no.185 | 78 | sqm | 1226.21 | 20610 |  | Excess(+) | 1 | Full Conversion | INR | [40 empty] | 95644 | 95644 | INR Ninety Five Thousand Six Hundred & Forty Four Only | 17.02 | With average thickness of 120 mm and minimum thickness at khurra as 65 mm. | item no.185 | 78 | sqm
18 | NEW TECHNOLOGIES AND MATERIALS | item no.186 | [52 empty] | 18 | NEW TECHNOLOGIES AND MATERIALS | item no.186
18.01 | Providing and fixing hard drawn steel wire fabric of size 75 x25 mm mesh or other suitable size wire mesh to be fixed & firmly anchored to the concrete surface by means of "L" shaped mild steel shear key welded with existing reinforcement including the cost of materials, labour, tool & plants as approved by Engineer-in-charge. | item no.187 | 60 | sqm | 702.93 | 37800 |  | Excess(+) | 1 | Full Conversion | INR | [40 empty] | 42176 | 42176 | INR Forty Two Thousand One Hundred & Seventy Six Only | 18.01 | Providing and fixing hard drawn steel wire fabric of size 75 x25 mm mesh or other suitable size wire mesh to be fixed & firmly anchored to the concrete surface by means of "L" shaped mild steel shear key welded with existing reinforcement including the cost of materials, labour, tool & plants as approved by Engineer-in-charge. | item no.187 | 60 | sqm
19 | MINOR CIVIL MAINTENANCE WORK: | item no.188 | [52 empty] | 19 | MINOR CIVIL MAINTENANCE WORK: | item no.188
19.01 | "Providing and laying in position cement concrete of specified grade excluding the cost of centering and shuttering - All work up to plinth level : 1:5:10 (1 cement : 5 coarse sand (zone-III) derived from natural sources: 10 graded brick aggregate 40 mm nominal size derived from natural sources). with old available brick aggregate. | item no.189 | 7 | Cum | 3724.68 | 37800 |  | Excess(+) | 1 | Full Conversion | INR | [40 empty] | 26073 | 26073 | INR Twenty Six Thousand &Seventy Three Only | 19.01 | "Providing and laying in position cement concrete of specified grade excluding the cost of centering and shuttering - All work up to plinth level : 1:5:10 (1 cement : 5 coarse sand (zone-III) derived from natural sources: 10 graded brick aggregate 40 mm nominal size derived from natural sources). with old available brick aggregate. | item no.189 | 7 | Cum
19.02 | Steel work welded in built up sections/ framed work, including cutting, hoisting, fixing in position and applying a priming coat of approved steel primer using structural steel etc. as required. In gratings, frames, guard bar, ladder, railings, brackets, gates and similar works with old available materials. | item no.190 | 900 | Kg | 60.49 |  |  | Excess(+) | 1 | Full Conversion | INR | [40 empty] | 54441 | 54441 | INR Fifty Four Thousand Four Hundred & Forty One Only | 19.02 | Steel work welded in built up sections/ framed work, including cutting, hoisting, fixing in position and applying a priming coat of approved steel primer using structural steel etc. as required. In gratings, frames, guard bar, ladder, railings, brackets, gates and similar works with old available materials. | item no.190 | 900 | Kg
19.03 | Providing and fixing hard drawn steel wire fabric of size 75 x25 mm mesh or other suitable size wire mesh to be fixed & firmly anchored to the concrete surface by means of "L" shaped mild steel shear key welded with existing reinforcement including the cost of materials, labour, tool & plants as approved by Engineer-in-charge. with old available materials. | item no.191 | 35 | Sqm | 175.71 |  |  | Excess(+) | 1 | Full Conversion | INR | [40 empty] | 6150 | 6150 | INR Six Thousand One Hundred & Fifty Only | 19.03 | Providing and fixing hard drawn steel wire fabric of size 75 x25 mm mesh or other suitable size wire mesh to be fixed & firmly anchored to the concrete surface by means of "L" shaped mild steel shear key welded with existing reinforcement including the cost of materials, labour, tool & plants as approved by Engineer-in-charge. with old available materials. | item no.191 | 35 | Sqm
Total in Figures | [51 empty] | 3298389.9 | 3298389.9 | INR Thirty Two Lakh Ninety Eight Thousand Three Hundred & Eighty Nine and Paise Ninety Only
Quoted Rate in Figures |  |  |  | Select | [47 empty] | 0 | 0 | INR Zero Only
Quoted Rate in Words |  | INR Zero Only
Note on K15: gepadmin: 1. If you choose "Full Conversion" then Column BA (AMOUNT) and Column BB (TAXES) BOTH values will be convert based on selected Currency in (Column L). 2. If you choose "Partial Conversion" then Column BA (AMOUNT) only will be converted based on selected currency (Column L) and Column BB (TAXES) value (INR) will be added to the converted values.
Note on K22: gepadmin: 1. If you choose "Full Conversion" then Column BA (AMOUNT) and Column BB (TAXES) BOTH values will be convert based on selected Currency in (Column L). 2. If you choose "Partial Conversion" then Column BA (AMOUNT) only will be converted based on selected currency (Column L) and Column BB (TAXES) value (INR) will be added to the converted values.
Note on K54: gepadmin: 1. If you choose "Full Conversion" then Column BA (AMOUNT) and Column BB (TAXES) BOTH values will be convert based on selected Currency in (Column L). 2. If you choose "Partial Conversion" then Column BA (AMOUNT) only will be converted based on selected currency (Column L) and Column BB (TAXES) value (INR) will be added to the converted values.
Note on K78: gepadmin: 1. If you choose "Full Conversion" then Column BA (AMOUNT) and Column BB (TAXES) BOTH values will be convert based on selected Currency in (Column L). 2. If you choose "Partial Conversion" then Column BA (AMOUNT) only will be converted based on selected currency (Column L) and Column BB (TAXES) value (INR) will be added to the converted values.
Note on K18: gepadmin: 1. If you choose "Full Conversion" then Column BA (AMOUNT) and Column BB (TAXES) BOTH values will be convert based on selected Currency in (Column L). 2. If you choose "Partial Conversion" then Column BA (AMOUNT) only will be converted based on selected currency (Column L) and Column BB (TAXES) value (INR) will be added to the converted values.
Note on K31: gepadmin: 1. If you choose "Full Conversion" then Column BA (AMOUNT) and Column BB (TAXES) BOTH values will be convert based on selected Currency in (Column L). 2. If you choose "Partial Conversion" then Column BA (AMOUNT) only will be converted based on selected currency (Column L) and Column BB (TAXES) value (INR) will be added to the converted values.
Note on K46: gepadmin: 1. If you choose "Full Conversion" then Column BA (AMOUNT) and Column BB (TAXES) BOTH values will be convert based on selected Currency in (Column L). 2. If you choose "Partial Conversion" then Column BA (AMOUNT) only will be converted based on selected currency (Column L) and Column BB (TAXES) value (INR) will be added to the converted values.
Note on K61: gepadmin: 1. If you choose "Full Conversion" then Column BA (AMOUNT) and Column BB (TAXES) BOTH values will be convert based on selected Currency in (Column L). 2. If you choose "Partial Conversion" then Column BA (AMOUNT) only will be converted based on selected currency (Column L) and Column BB (TAXES) value (INR) will be added to the converted values.
Note on K70: gepadmin: 1. If you choose "Full Conversion" then Column BA (AMOUNT) and Column BB (TAXES) BOTH values will be convert based on selected Currency in (Column L). 2. If you choose "Partial Conversion" then Column BA (AMOUNT) only will be converted based on selected currency (Column L) and Column BB (TAXES) value (INR) will be added to the converted values.
Note on K73: gepadmin: 1. If you choose "Full Conversion" then Column BA (AMOUNT) and Column BB (TAXES) BOTH values will be convert based on selected Currency in (Column L). 2. If you choose "Partial Conversion" then Column BA (AMOUNT) only will be converted based on selected currency (Column L) and Column BB (TAXES) value (INR) will be added to the converted values.
Note on K38: gepadmin: 1. If you choose "Full Conversion" then Column BA (AMOUNT) and Column BB (TAXES) BOTH values will be convert based on selected Currency in (Column L). 2. If you choose "Partial Conversion" then Column BA (AMOUNT) only will be converted based on selected currency (Column L) and Column BB (TAXES) value (INR) will be added to the converted values.
Note on K40: gepadmin: 1. If you choose "Full Conversion" then Column BA (AMOUNT) and Column BB (TAXES) BOTH values will be convert based on selected Currency in (Column L). 2. If you choose "Partial Conversion" then Column BA (AMOUNT) only will be converted based on selected currency (Column L) and Column BB (TAXES) value (INR) will be added to the converted values.
Note on K80: gepadmin: 1. If you choose "Full Conversion" then Column BA (AMOUNT) and Column BB (TAXES) BOTH values will be convert based on selected Currency in (Column L). 2. If you choose "Partial Conversion" then Column BA (AMOUNT) only will be converted based on selected currency (Column L) and Column BB (TAXES) value (INR) will be added to the converted values.
Note on K27: gepadmin: 1. If you choose "Full Conversion" then Column BA (AMOUNT) and Column BB (TAXES) BOTH values will be convert based on selected Currency in (Column L). 2. If you choose "Partial Conversion" then Column BA (AMOUNT) only will be converted based on selected currency (Column L) and Column BB (TAXES) value (INR) will be added to the converted values.
Note on K29: gepadmin: 1. If you choose "Full Conversion" then Column BA (AMOUNT) and Column BB (TAXES) BOTH values will be convert based on selected Currency in (Column L). 2. If you choose "Partial Conversion" then Column BA (AMOUNT) only will be converted based on selected currency (Column L) and Column BB (TAXES) value (INR) will be added to the converted values.
Note on K33: gepadmin: 1. If you choose "Full Conversion" then Column BA (AMOUNT) and Column BB (TAXES) BOTH values will be convert based on selected Currency in (Column L). 2. If you choose "Partial Conversion" then Column BA (AMOUNT) only will be converted based on selected currency (Column L) and Column BB (TAXES) value (INR) will be added to the converted values.
Note on K42: gepadmin: 1. If you choose "Full Conversion" then Column BA (AMOUNT) and Column BB (TAXES) BOTH values will be convert based on selected Currency in (Column L). 2. If you choose "Partial Conversion" then Column BA (AMOUNT) only will be converted based on selected currency (Column L) and Column BB (TAXES) value (INR) will be added to the converted values.
Note on K44: gepadmin: 1. If you choose "Full Conversion" then Column BA (AMOUNT) and Column BB (TAXES) BOTH values will be convert based on selected Currency in (Column L). 2. If you choose "Partial Conversion" then Column BA (AMOUNT) only will be converted based on selected currency (Column L) and Column BB (TAXES) value (INR) will be added to the converted values.
Note on K49: gepadmin: 1. If you choose "Full Conversion" then Column BA (AMOUNT) and Column BB (TAXES) BOTH values will be convert based on selected Currency in (Column L). 2. If you choose "Partial Conversion" then Column BA (AMOUNT) only will be converted based on selected currency (Column L) and Column BB (TAXES) value (INR) will be added to the converted values.
Note on K51: gepadmin: 1. If you choose "Full Conversion" then Column BA (AMOUNT) and Column BB (TAXES) BOTH values will be convert based on selected Currency in (Column L). 2. If you choose "Partial Conversion" then Column BA (AMOUNT) only will be converted based on selected currency (Column L) and Column BB (TAXES) value (INR) will be added to the converted values.
Note on K59: gepadmin: 1. If you choose "Full Conversion" then Column BA (AMOUNT) and Column BB (TAXES) BOTH values will be convert based on selected Currency in (Column L). 2. If you choose "Partial Conversion" then Column BA (AMOUNT) only will be converted based on selected currency (Column L) and Column BB (TAXES) value (INR) will be added to the converted values.
Note on K66: gepadmin: 1. If you choose "Full Conversion" then Column BA (AMOUNT) and Column BB (TAXES) BOTH values will be convert based on selected Currency in (Column L). 2. If you choose "Partial Conversion" then Column BA (AMOUNT) only will be converted based on selected currency (Column L) and Column BB (TAXES) value (INR) will be added to the converted values.
Note on K69: gepadmin: 1. If you choose "Full Conversion" then Column BA (AMOUNT) and Column BB (TAXES) BOTH values will be convert based on selected Currency in (Column L). 2. If you choose "Partial Conversion" then Column BA (AMOUNT) only will be converted based on selected currency (Column L) and Column BB (TAXES) value (INR) will be added to the converted values.
Note on K76: gepadmin: 1. If you choose "Full Conversion" then Column BA (AMOUNT) and Column BB (TAXES) BOTH values will be convert based on selected Currency in (Column L). 2. If you choose "Partial Conversion" then Column BA (AMOUNT) only will be converted based on selected currency (Column L) and Column BB (TAXES) value (INR) will be added to the converted values.
Note on K82: gepadmin: 1. If you choose "Full Conversion" then Column BA (AMOUNT) and Column BB (TAXES) BOTH values will be convert based on selected Currency in (Column L). 2. If you choose "Partial Conversion" then Column BA (AMOUNT) only will be converted based on selected currency (Column L) and Column BB (TAXES) value (INR) will be added to the converted values.
Note on K25: gepadmin: 1. If you choose "Full Conversion" then Column BA (AMOUNT) and Column BB (TAXES) BOTH values will be convert based on selected Currency in (Column L). 2. If you choose "Partial Conversion" then Column BA (AMOUNT) only will be converted based on selected currency (Column L) and Column BB (TAXES) value (INR) will be added to the converted values.
Note on K30: gepadmin: 1. If you choose "Full Conversion" then Column BA (AMOUNT) and Column BB (TAXES) BOTH values will be convert based on selected Currency in (Column L). 2. If you choose "Partial Conversion" then Column BA (AMOUNT) only will be converted based on selected currency (Column L) and Column BB (TAXES) value (INR) will be added to the converted values.
Note on K32: gepadmin: 1. If you choose "Full Conversion" then Column BA (AMOUNT) and Column BB (TAXES) BOTH values will be convert based on selected Currency in (Column L). 2. If you choose "Partial Conversion" then Column BA (AMOUNT) only will be converted based on selected currency (Column L) and Column BB (TAXES) value (INR) will be added to the converted values.
Note on K36: gepadmin: 1. If you choose "Full Conversion" then Column BA (AMOUNT) and Column BB (TAXES) BOTH values will be convert based on selected Currency in (Column L). 2. If you choose "Partial Conversion" then Column BA (AMOUNT) only will be converted based on selected currency (Column L) and Column BB (TAXES) value (INR) will be added to the converted values.
Note on K39: gepadmin: 1. If you choose "Full Conversion" then Column BA (AMOUNT) and Column BB (TAXES) BOTH values will be convert based on selected Currency in (Column L). 2. If you choose "Partial Conversion" then Column BA (AMOUNT) only will be converted based on selected currency (Column L) and Column BB (TAXES) value (INR) will be added to the converted values.
Note on K48: gepadmin: 1. If you choose "Full Conversion" then Column BA (AMOUNT) and Column BB (TAXES) BOTH values will be convert based on selected Currency in (Column L). 2. If you choose "Partial Conversion" then Column BA (AMOUNT) only will be converted based on selected currency (Column L) and Column BB (TAXES) value (INR) will be added to the converted values.
Note on K56: gepadmin: 1. If you choose "Full Conversion" then Column BA (AMOUNT) and Column BB (TAXES) BOTH values will be convert based on selected Currency in (Column L). 2. If you choose "Partial Conversion" then Column BA (AMOUNT) only will be converted based on selected currency (Column L) and Column BB (TAXES) value (INR) will be added to the converted values.
Note on K58: gepadmin: 1. If you choose "Full Conversion" then Column BA (AMOUNT) and Column BB (TAXES) BOTH values will be convert based on selected Currency in (Column L). 2. If you choose "Partial Conversion" then Column BA (AMOUNT) only will be converted based on selected currency (Column L) and Column BB (TAXES) value (INR) will be added to the converted values.
Note on K64: gepadmin: 1. If you choose "Full Conversion" then Column BA (AMOUNT) and Column BB (TAXES) BOTH values will be convert based on selected Currency in (Column L). 2. If you choose "Partial Conversion" then Column BA (AMOUNT) only will be converted based on selected currency (Column L) and Column BB (TAXES) value (INR) will be added to the converted values.
Note on K67: gepadmin: 1. If you choose "Full Conversion" then Column BA (AMOUNT) and Column BB (TAXES) BOTH values will be convert based on selected Currency in (Column L). 2. If you choose "Partial Conversion" then Column BA (AMOUNT) only will be converted based on selected currency (Column L) and Column BB (TAXES) value (INR) will be added to the converted values.
Note on K75: gepadmin: 1. If you choose "Full Conversion" then Column BA (AMOUNT) and Column BB (TAXES) BOTH values will be convert based on selected Currency in (Column L). 2. If you choose "Partial Conversion" then Column BA (AMOUNT) only will be converted based on selected currency (Column L) and Column BB (TAXES) value (INR) will be added to the converted values.
Note on K72: gepadmin: 1. If you choose "Full Conversion" then Column BA (AMOUNT) and Column BB (TAXES) BOTH values will be convert based on selected Currency in (Column L). 2. If you choose "Partial Conversion" then Column BA (AMOUNT) only will be converted based on selected currency (Column L) and Column BB (TAXES) value (INR) will be added to the converted values.
Note on K19: gepadmin: 1. If you choose "Full Conversion" then Column BA (AMOUNT) and Column BB (TAXES) BOTH values will be convert based on selected Currency in (Column L). 2. If you choose "Partial Conversion" then Column BA (AMOUNT) only will be converted based on selected currency (Column L) and Column BB (TAXES) value (INR) will be added to the converted values.
Note on K20: gepadmin: 1. If you choose "Full Conversion" then Column BA (AMOUNT) and Column BB (TAXES) BOTH values will be convert based on selected Currency in (Column L). 2. If you choose "Partial Conversion" then Column BA (AMOUNT) only will be converted based on selected currency (Column L) and Column BB (TAXES) value (INR) will be added to the converted values.
Note on K84: gepadmin: 1. If you choose "Full Conversion" then Column BA (AMOUNT) and Column BB (TAXES) BOTH values will be convert based on selected Currency in (Column L). 2. If you choose "Partial Conversion" then Column BA (AMOUNT) only will be converted based on selected currency (Column L) and Column BB (TAXES) value (INR) will be added to the converted values.
Note on K86: gepadmin: 1. If you choose "Full Conversion" then Column BA (AMOUNT) and Column BB (TAXES) BOTH values will be convert based on selected Currency in (Column L). 2. If you choose "Partial Conversion" then Column BA (AMOUNT) only will be converted based on selected currency (Column L) and Column BB (TAXES) value (INR) will be added to the converted values.
Note on K88: gepadmin: 1. If you choose "Full Conversion" then Column BA (AMOUNT) and Column BB (TAXES) BOTH values will be convert based on selected Currency in (Column L). 2. If you choose "Partial Conversion" then Column BA (AMOUNT) only will be converted based on selected currency (Column L) and Column BB (TAXES) value (INR) will be added to the converted values.
Note on K89: gepadmin: 1. If you choose "Full Conversion" then Column BA (AMOUNT) and Column BB (TAXES) BOTH values will be convert based on selected Currency in (Column L). 2. If you choose "Partial Conversion" then Column BA (AMOUNT) only will be converted based on selected currency (Column L) and Column BB (TAXES) value (INR) will be added to the converted values.
Note on K91: gepadmin: 1. If you choose "Full Conversion" then Column BA (AMOUNT) and Column BB (TAXES) BOTH values will be convert based on selected Currency in (Column L). 2. If you choose "Partial Conversion" then Column BA (AMOUNT) only will be converted based on selected currency (Column L) and Column BB (TAXES) value (INR) will be added to the converted values.
Note on K94: gepadmin: 1. If you choose "Full Conversion" then Column BA (AMOUNT) and Column BB (TAXES) BOTH values will be convert based on selected Currency in (Column L). 2. If you choose "Partial Conversion" then Column BA (AMOUNT) only will be converted based on selected currency (Column L) and Column BB (TAXES) value (INR) will be added to the converted values.
Note on K95: gepadmin: 1. If you choose "Full Conversion" then Column BA (AMOUNT) and Column BB (TAXES) BOTH values will be convert based on selected Currency in (Column L). 2. If you choose "Partial Conversion" then Column BA (AMOUNT) only will be converted based on selected currency (Column L) and Column BB (TAXES) value (INR) will be added to the converted values.
Note on K97: gepadmin: 1. If you choose "Full Conversion" then Column BA (AMOUNT) and Column BB (TAXES) BOTH values will be convert based on selected Currency in (Column L). 2. If you choose "Partial Conversion" then Column BA (AMOUNT) only will be converted based on selected currency (Column L) and Column BB (TAXES) value (INR) will be added to the converted values.
Note on K99: gepadmin: 1. If you choose "Full Conversion" then Column BA (AMOUNT) and Column BB (TAXES) BOTH values will be convert based on selected Currency in (Column L). 2. If you choose "Partial Conversion" then Column BA (AMOUNT) only will be converted based on selected currency (Column L) and Column BB (TAXES) value (INR) will be added to the converted values.
Note on K101: gepadmin: 1. If you choose "Full Conversion" then Column BA (AMOUNT) and Column BB (TAXES) BOTH values will be convert based on selected Currency in (Column L). 2. If you choose "Partial Conversion" then Column BA (AMOUNT) only will be converted based on selected currency (Column L) and Column BB (TAXES) value (INR) will be added to the converted values.
Note on K104: gepadmin: 1. If you choose "Full Conversion" then Column BA (AMOUNT) and Column BB (TAXES) BOTH values will be convert based on selected Currency in (Column L). 2. If you choose "Partial Conversion" then Column BA (AMOUNT) only will be converted based on selected currency (Column L) and Column BB (TAXES) value (INR) will be added to the converted values.
Note on K105: gepadmin: 1. If you choose "Full Conversion" then Column BA (AMOUNT) and Column BB (TAXES) BOTH values will be convert based on selected Currency in (Column L). 2. If you choose "Partial Conversion" then Column BA (AMOUNT) only will be converted based on selected currency (Column L) and Column BB (TAXES) value (INR) will be added to the converted values.
Note on K107: gepadmin: 1. If you choose "Full Conversion" then Column BA (AMOUNT) and Column BB (TAXES) BOTH values will be convert based on selected Currency in (Column L). 2. If you choose "Partial Conversion" then Column BA (AMOUNT) only will be converted based on selected currency (Column L) and Column BB (TAXES) value (INR) will be added to the converted values.
Note on K110: gepadmin: 1. If you choose "Full Conversion" then Column BA (AMOUNT) and Column BB (TAXES) BOTH values will be convert based on selected Currency in (Column L). 2. If you choose "Partial Conversion" then Column BA (AMOUNT) only will be converted based on selected currency (Column L) and Column BB (TAXES) value (INR) will be added to the converted values.
Note on K112: gepadmin: 1. If you choose "Full Conversion" then Column BA (AMOUNT) and Column BB (TAXES) BOTH values will be convert based on selected Currency in (Column L). 2. If you choose "Partial Conversion" then Column BA (AMOUNT) only will be converted based on selected currency (Column L) and Column BB (TAXES) value (INR) will be added to the converted values.
Note on K114: gepadmin: 1. If you choose "Full Conversion" then Column BA (AMOUNT) and Column BB (TAXES) BOTH values will be convert based on selected Currency in (Column L). 2. If you choose "Partial Conversion" then Column BA (AMOUNT) only will be converted based on selected currency (Column L) and Column BB (TAXES) value (INR) will be added to the converted values.
Note on K115: gepadmin: 1. If you choose "Full Conversion" then Column BA (AMOUNT) and Column BB (TAXES) BOTH values will be convert based on selected Currency in (Column L). 2. If you choose "Partial Conversion" then Column BA (AMOUNT) only will be converted based on selected currency (Column L) and Column BB (TAXES) value (INR) will be added to the converted values.
Note on K117: gepadmin: 1. If you choose "Full Conversion" then Column BA (AMOUNT) and Column BB (TAXES) BOTH values will be convert based on selected Currency in (Column L). 2. If you choose "Partial Conversion" then Column BA (AMOUNT) only will be converted based on selected currency (Column L) and Column BB (TAXES) value (INR) will be added to the converted values.
Note on K120: gepadmin: 1. If you choose "Full Conversion" then Column BA (AMOUNT) and Column BB (TAXES) BOTH values will be convert based on selected Currency in (Column L). 2. If you choose "Partial Conversion" then Column BA (AMOUNT) only will be converted based on selected currency (Column L) and Column BB (TAXES) value (INR) will be added to the converted values.
Note on K122: gepadmin: 1. If you choose "Full Conversion" then Column BA (AMOUNT) and Column BB (TAXES) BOTH values will be convert based on selected Currency in (Column L). 2. If you choose "Partial Conversion" then Column BA (AMOUNT) only will be converted based on selected currency (Column L) and Column BB (TAXES) value (INR) will be added to the converted values.
Note on K124: gepadmin: 1. If you choose "Full Conversion" then Column BA (AMOUNT) and Column BB (TAXES) BOTH values will be convert based on selected Currency in (Column L). 2. If you choose "Partial Conversion" then Column BA (AMOUNT) only will be converted based on selected currency (Column L) and Column BB (TAXES) value (INR) will be added to the converted values.
Note on K125: gepadmin: 1. If you choose "Full Conversion" then Column BA (AMOUNT) and Column BB (TAXES) BOTH values will be convert based on selected Currency in (Column L). 2. If you choose "Partial Conversion" then Column BA (AMOUNT) only will be converted based on selected currency (Column L) and Column BB (TAXES) value (INR) will be added to the converted values.
Note on K127: gepadmin: 1. If you choose "Full Conversion" then Column BA (AMOUNT) and Column BB (TAXES) BOTH values will be convert based on selected Currency in (Column L). 2. If you choose "Partial Conversion" then Column BA (AMOUNT) only will be converted based on selected currency (Column L) and Column BB (TAXES) value (INR) will be added to the converted values.
Note on K129: gepadmin: 1. If you choose "Full Conversion" then Column BA (AMOUNT) and Column BB (TAXES) BOTH values will be convert based on selected Currency in (Column L). 2. If you choose "Partial Conversion" then Column BA (AMOUNT) only will be converted based on selected currency (Column L) and Column BB (TAXES) value (INR) will be added to the converted values.
Note on K131: gepadmin: 1. If you choose "Full Conversion" then Column BA (AMOUNT) and Column BB (TAXES) BOTH values will be convert based on selected Currency in (Column L). 2. If you choose "Partial Conversion" then Column BA (AMOUNT) only will be converted based on selected currency (Column L) and Column BB (TAXES) value (INR) will be added to the converted values.
Note on K133: gepadmin: 1. If you choose "Full Conversion" then Column BA (AMOUNT) and Column BB (TAXES) BOTH values will be convert based on selected Currency in (Column L). 2. If you choose "Partial Conversion" then Column BA (AMOUNT) only will be converted based on selected currency (Column L) and Column BB (TAXES) value (INR) will be added to the converted values.
Note on K135: gepadmin: 1. If you choose "Full Conversion" then Column BA (AMOUNT) and Column BB (TAXES) BOTH values will be convert based on selected Currency in (Column L). 2. If you choose "Partial Conversion" then Column BA (AMOUNT) only will be converted based on selected currency (Column L) and Column BB (TAXES) value (INR) will be added to the converted values.
Note on K136: gepadmin: 1. If you choose "Full Conversion" then Column BA (AMOUNT) and Column BB (TAXES) BOTH values will be convert based on selected Currency in (Column L). 2. If you choose "Partial Conversion" then Column BA (AMOUNT) only will be converted based on selected currency (Column L) and Column BB (TAXES) value (INR) will be added to the converted values.
Note on K139: gepadmin: 1. If you choose "Full Conversion" then Column BA (AMOUNT) and Column BB (TAXES) BOTH values will be convert based on selected Currency in (Column L). 2. If you choose "Partial Conversion" then Column BA (AMOUNT) only will be converted based on selected currency (Column L) and Column BB (TAXES) value (INR) will be added to the converted values.
Note on K142: gepadmin: 1. If you choose "Full Conversion" then Column BA (AMOUNT) and Column BB (TAXES) BOTH values will be convert based on selected Currency in (Column L). 2. If you choose "Partial Conversion" then Column BA (AMOUNT) only will be converted based on selected currency (Column L) and Column BB (TAXES) value (INR) will be added to the converted values.
Note on K143: gepadmin: 1. If you choose "Full Conversion" then Column BA (AMOUNT) and Column BB (TAXES) BOTH values will be convert based on selected Currency in (Column L). 2. If you choose "Partial Conversion" then Column BA (AMOUNT) only will be converted based on selected currency (Column L) and Column BB (TAXES) value (INR) will be added to the converted values.
Note on K145: gepadmin: 1. If you choose "Full Conversion" then Column BA (AMOUNT) and Column BB (TAXES) BOTH values will be convert based on selected Currency in (Column L). 2. If you choose "Partial Conversion" then Column BA (AMOUNT) only will be converted based on selected currency (Column L) and Column BB (TAXES) value (INR) will be added to the converted values.
Note on K146: gepadmin: 1. If you choose "Full Conversion" then Column BA (AMOUNT) and Column BB (TAXES) BOTH values will be convert based on selected Currency in (Column L). 2. If you choose "Partial Conversion" then Column BA (AMOUNT) only will be converted based on selected currency (Column L) and Column BB (TAXES) value (INR) will be added to the converted values.
Note on K148: gepadmin: 1. If you choose "Full Conversion" then Column BA (AMOUNT) and Column BB (TAXES) BOTH values will be convert based on selected Currency in (Column L). 2. If you choose "Partial Conversion" then Column BA (AMOUNT) only will be converted based on selected currency (Column L) and Column BB (TAXES) value (INR) will be added to the converted values.
Note on K149: gepadmin: 1. If you choose "Full Conversion" then Column BA (AMOUNT) and Column BB (TAXES) BOTH values will be convert based on selected Currency in (Column L). 2. If you choose "Partial Conversion" then Column BA (AMOUNT) only will be converted based on selected currency (Column L) and Column BB (TAXES) value (INR) will be added to the converted values.
Note on K150: gepadmin: 1. If you choose "Full Conversion" then Column BA (AMOUNT) and Column BB (TAXES) BOTH values will be convert based on selected Currency in (Column L). 2. If you choose "Partial Conversion" then Column BA (AMOUNT) only will be converted based on selected currency (Column L) and Column BB (TAXES) value (INR) will be added to the converted values.
Note on K153: gepadmin: 1. If you choose "Full Conversion" then Column BA (AMOUNT) and Column BB (TAXES) BOTH values will be convert based on selected Currency in (Column L). 2. If you choose "Partial Conversion" then Column BA (AMOUNT) only will be converted based on selected currency (Column L) and Column BB (TAXES) value (INR) will be added to the converted values.
Note on K156: gepadmin: 1. If you choose "Full Conversion" then Column BA (AMOUNT) and Column BB (TAXES) BOTH values will be convert based on selected Currency in (Column L). 2. If you choose "Partial Conversion" then Column BA (AMOUNT) only will be converted based on selected currency (Column L) and Column BB (TAXES) value (INR) will be added to the converted values.
Note on K159: gepadmin: 1. If you choose "Full Conversion" then Column BA (AMOUNT) and Column BB (TAXES) BOTH values will be convert based on selected Currency in (Column L). 2. If you choose "Partial Conversion" then Column BA (AMOUNT) only will be converted based on selected currency (Column L) and Column BB (TAXES) value (INR) will be added to the converted values.
Note on K160: gepadmin: 1. If you choose "Full Conversion" then Column BA (AMOUNT) and Column BB (TAXES) BOTH values will be convert based on selected Currency in (Column L). 2. If you choose "Partial Conversion" then Column BA (AMOUNT) only will be converted based on selected currency (Column L) and Column BB (TAXES) value (INR) will be added to the converted values.
Note on K161: gepadmin: 1. If you choose "Full Conversion" then Column BA (AMOUNT) and Column BB (TAXES) BOTH values will be convert based on selected Currency in (Column L). 2. If you choose "Partial Conversion" then Column BA (AMOUNT) only will be converted based on selected currency (Column L) and Column BB (TAXES) value (INR) will be added to the converted values.
Note on K163: gepadmin: 1. If you choose "Full Conversion" then Column BA (AMOUNT) and Column BB (TAXES) BOTH values will be convert based on selected Currency in (Column L). 2. If you choose "Partial Conversion" then Column BA (AMOUNT) only will be converted based on selected currency (Column L) and Column BB (TAXES) value (INR) will be added to the converted values.
Note on K165: gepadmin: 1. If you choose "Full Conversion" then Column BA (AMOUNT) and Column BB (TAXES) BOTH values will be convert based on selected Currency in (Column L). 2. If you choose "Partial Conversion" then Column BA (AMOUNT) only will be converted based on selected currency (Column L) and Column BB (TAXES) value (INR) will be added to the converted values.
Note on K167: gepadmin: 1. If you choose "Full Conversion" then Column BA (AMOUNT) and Column BB (TAXES) BOTH values will be convert based on selected Currency in (Column L). 2. If you choose "Partial Conversion" then Column BA (AMOUNT) only will be converted based on selected currency (Column L) and Column BB (TAXES) value (INR) will be added to the converted values.
Note on K169: gepadmin: 1. If you choose "Full Conversion" then Column BA (AMOUNT) and Column BB (TAXES) BOTH values will be convert based on selected Currency in (Column L). 2. If you choose "Partial Conversion" then Column BA (AMOUNT) only will be converted based on selected currency (Column L) and Column BB (TAXES) value (INR) will be added to the converted values.
Note on K170: gepadmin: 1. If you choose "Full Conversion" then Column BA (AMOUNT) and Column BB (TAXES) BOTH values will be convert based on selected Currency in (Column L). 2. If you choose "Partial Conversion" then Column BA (AMOUNT) only will be converted based on selected currency (Column L) and Column BB (TAXES) value (INR) will be added to the converted values.
Note on K173: gepadmin: 1. If you choose "Full Conversion" then Column BA (AMOUNT) and Column BB (TAXES) BOTH values will be convert based on selected Currency in (Column L). 2. If you choose "Partial Conversion" then Column BA (AMOUNT) only will be converted based on selected currency (Column L) and Column BB (TAXES) value (INR) will be added to the converted values.
Note on K176: gepadmin: 1. If you choose "Full Conversion" then Column BA (AMOUNT) and Column BB (TAXES) BOTH values will be convert based on selected Currency in (Column L). 2. If you choose "Partial Conversion" then Column BA (AMOUNT) only will be converted based on selected currency (Column L) and Column BB (TAXES) value (INR) will be added to the converted values.
Note on K179: gepadmin: 1. If you choose "Full Conversion" then Column BA (AMOUNT) and Column BB (TAXES) BOTH values will be convert based on selected Currency in (Column L). 2. If you choose "Partial Conversion" then Column BA (AMOUNT) only will be converted based on selected currency (Column L) and Column BB (TAXES) value (INR) will be added to the converted values.
Note on K181: gepadmin: 1. If you choose "Full Conversion" then Column BA (AMOUNT) and Column BB (TAXES) BOTH values will be convert based on selected Currency in (Column L). 2. If you choose "Partial Conversion" then Column BA (AMOUNT) only will be converted based on selected currency (Column L) and Column BB (TAXES) value (INR) will be added to the converted values.
Note on K183: gepadmin: 1. If you choose "Full Conversion" then Column BA (AMOUNT) and Column BB (TAXES) BOTH values will be convert based on selected Currency in (Column L). 2. If you choose "Partial Conversion" then Column BA (AMOUNT) only will be converted based on selected currency (Column L) and Column BB (TAXES) value (INR) will be added to the converted values.
Note on K187: gepadmin: 1. If you choose "Full Conversion" then Column BA (AMOUNT) and Column BB (TAXES) BOTH values will be convert based on selected Currency in (Column L). 2. If you choose "Partial Conversion" then Column BA (AMOUNT) only will be converted based on selected currency (Column L) and Column BB (TAXES) value (INR) will be added to the converted values.
Note on K189: gepadmin: 1. If you choose "Full Conversion" then Column BA (AMOUNT) and Column BB (TAXES) BOTH values will be convert based on selected Currency in (Column L). 2. If you choose "Partial Conversion" then Column BA (AMOUNT) only will be converted based on selected currency (Column L) and Column BB (TAXES) value (INR) will be added to the converted values.
Note on K190: gepadmin: 1. If you choose "Full Conversion" then Column BA (AMOUNT) and Column BB (TAXES) BOTH values will be convert based on selected Currency in (Column L). 2. If you choose "Partial Conversion" then Column BA (AMOUNT) only will be converted based on selected currency (Column L) and Column BB (TAXES) value (INR) will be added to the converted values.
Note on K192: gepadmin: 1. If you choose "Full Conversion" then Column BA (AMOUNT) and Column BB (TAXES) BOTH values will be convert based on selected Currency in (Column L). 2. If you choose "Partial Conversion" then Column BA (AMOUNT) only will be converted based on selected currency (Column L) and Column BB (TAXES) value (INR) will be added to the converted values.
Note on K194: gepadmin: 1. If you choose "Full Conversion" then Column BA (AMOUNT) and Column BB (TAXES) BOTH values will be convert based on selected Currency in (Column L). 2. If you choose "Partial Conversion" then Column BA (AMOUNT) only will be converted based on selected currency (Column L) and Column BB (TAXES) value (INR) will be added to the converted values.
Note on K197: gepadmin: 1. If you choose "Full Conversion" then Column BA (AMOUNT) and Column BB (TAXES) BOTH values will be convert based on selected Currency in (Column L). 2. If you choose "Partial Conversion" then Column BA (AMOUNT) only will be converted based on selected currency (Column L) and Column BB (TAXES) value (INR) will be added to the converted values.
Note on K199: gepadmin: 1. If you choose "Full Conversion" then Column BA (AMOUNT) and Column BB (TAXES) BOTH values will be convert based on selected Currency in (Column L). 2. If you choose "Partial Conversion" then Column BA (AMOUNT) only will be converted based on selected currency (Column L) and Column BB (TAXES) value (INR) will be added to the converted values.
Note on K201: gepadmin: 1. If you choose "Full Conversion" then Column BA (AMOUNT) and Column BB (TAXES) BOTH values will be convert based on selected Currency in (Column L). 2. If you choose "Partial Conversion" then Column BA (AMOUNT) only will be converted based on selected currency (Column L) and Column BB (TAXES) value (INR) will be added to the converted values.
Note on K202: gepadmin: 1. If you choose "Full Conversion" then Column BA (AMOUNT) and Column BB (TAXES) BOTH values will be convert based on selected Currency in (Column L). 2. If you choose "Partial Conversion" then Column BA (AMOUNT) only will be converted based on selected currency (Column L) and Column BB (TAXES) value (INR) will be added to the converted values.
Note on K203: gepadmin: 1. If you choose "Full Conversion" then Column BA (AMOUNT) and Column BB (TAXES) BOTH values will be convert based on selected Currency in (Column L). 2. If you choose "Partial Conversion" then Column BA (AMOUNT) only will be converted based on selected currency (Column L) and Column BB (TAXES) value (INR) will be added to the converted values.

## Macros
Please Enable Macros to View BoQ information