## BoQ1 (hidden)
Percentage BoQ
BoQ_Ver3.1 | Percentage | Normal | INR Only | INR
Select, At Par, Excess (+), Less (-) |  | IOCL
Tender Inviting Authority: Superintending Engineer, IWD, IIT, Kanpur
Name of Work: Renovation of VH kitchen and old dining hall
Contract No: 19/C/D1/2020-21/01
Name of the Bidder/ Bidding Firm / Company :
PRICE SCHEDULE (This BOQ template must not be modified/replaced by the bidder and the same should be uploaded after filling the relevant columns, else the bidder is liable to be rejected for this tender. Bidders are allowed to enter the Bidder Name and Values only )
NUMBER # | TEXT # | TEXT # | NUMBER # | TEXT # | NUMBER | NUMBER | TEXT | TEXT # | NUMBER # | TEXT# | TEXT # | NUMBER # | NUMBER | NUMBER | NUMBER | NUMBER | TEXT | TEXT | NUMBER | NUMBER | NUMBER | NUMBER | TEXT | TEXT | NUMBER | NUMBER | NUMBER | NUMBER | TEXT | TEXT | NUMBER | NUMBER | NUMBER | NUMBER | TEXT | TEXT | NUMBER | NUMBER | NUMBER | NUMBER | TEXT | TEXT | NUMBER | NUMBER | NUMBER # | NUMBER # | TEXT | TEXT | NUMBER # | NUMBER # | DATE | NUMBER # | NUMBER # | TEXT #
Sl. No. | Item Description | Item Code / Make | Quantity | Units | Estimated Rate in Rs. P |  |  | Addition / Deduction | Addition / Deduction Values | Currency Convertion against each Item | Quoted Currency in INR / Other Currency | BASIC RATE In Figures To be entered by the Bidder Rs. P | Excise Duty | VAT | Freight Charges ( Unloading & Stacking) | Any Other Taxes/Duties/Levies |  |  | Other Taxes 2 | IIIrd Party i.e DGS&D / RITES etc Inspection Charges @0.34%+Service Tax | Less for Cenvat Credit,if any respect of Supplies Under full Excise Duty Category | [30 empty] | TOTAL AMOUNT Without Taxes in Rs. P | TOTAL AMOUNT With Taxes | TOTAL AMOUNT In Words
1 | 2 | 3 | 4 | 5 | 6 | 7 | 8 | 9 | 10 | 11 | 12 | 13 | 14 | 15 | 16 | 17 | 18 | 19 | 20 | 21 | 22 | 23 | 24 | 25 | 26 | 27 | 28 | 29 | 30 | 31 | 32 | 33 | 34 | 35 | 36 | 37 | 38 | 39 | 40 | 41 | 42 | 43 | 44 | 45 | 46 | 47 | 48 | 49 | 50 | 51 | 52 | 7 | 54 | 8
1 | EARTH WORK | [53 empty] | 1 | EARTH WORK |  |  | Construction of chamber for 100mm sluices valve | item1 | 10 | 1 Nos
1.01 | Earth work in excavation by mechanical means (Hydraulic excavator) / manual means in foundation trenches or drains (not exceeding 1.5 m in width or 10 sqm on plan), including dressing of sides and ramming of bottoms, lift upto 1.5 m, including getting out the excavated soil and disposal of surplus excavated soil as directed, within a lead of 50 m. | [53 empty] | 1.01 | Earth work in excavation by mechanical means (Hydraulic excavator) / manual means in foundation trenches or drains (not exceeding 1.5 m in width or 10 sqm on plan), including dressing of sides and ramming of bottoms, lift upto 1.5 m, including getting out the excavated soil and disposal of surplus excavated soil as directed, within a lead of 50 m.
1.02 | All kinds of soil. |  | 20.18 | cum | 221.22 | 5091 | 193.97 | Excess(+) | 1 | Full Conversion | INR | [40 empty] | 4464.22 | 4464.22 | INR Four Thousand Four Hundred & Sixty Four and Paise Twenty Two Only | 1.02 | All kinds of soil. | 20.18 | cum
1.03 | Excavating trenches of required width for pipes, cables, etc including excavation for sockets, and dressing of sides, ramming of bottoms, depth upto 1.5 m, including getting out the excavated soil, and then returning the soil as required, in layers not exceeding 20 cm in depth, including consolidating each deposited layer by ramming, watering, etc. and disposing of surplus excavated soil as directed, within a lead of 50 m : | [53 empty] | 1.03 | Excavating trenches of required width for pipes, cables, etc including excavation for sockets, and dressing of sides, ramming of bottoms, depth upto 1.5 m, including getting out the excavated soil, and then returning the soil as required, in layers not exceeding 20 cm in depth, including consolidating each deposited layer by ramming, watering, etc. and disposing of surplus excavated soil as directed, within a lead of 50 m :
1.04 | All kinds of soil | [53 empty] | 1.04 | All kinds of soil
1.05 | Pipes, cables etc. exceeding 80 mm dia. but not exceeding 300 mm dia |  | 25 | metre | 319.33 | 9105 | 279.99 | Excess(+) | 1 | Full Conversion | INR | [40 empty] | 7983.25 | 7983.25 | INR Seven Thousand Nine Hundred & Eighty Three and Paise Twenty Five Only | 1.05 | Pipes, cables etc. exceeding 80 mm dia. but not exceeding 300 mm dia | 25 | metre
1.06 | Filling available excavated earth (excluding rock) in trenches, plinth, sides of foundations etc. in layers not exceeding 20cm in depth, consolidating each deposited layer by ramming and watering, lead up to 50 m and lift upto 1.5 m. |  | 5 | cum | 192.59 | 1098 | 168.86 | Excess(+) | 1 | Full Conversion | INR | [40 empty] | 962.95 | 962.95 | INR Nine Hundred & Sixty Two and Paise Ninety Five Only | 1.06 | Filling available excavated earth (excluding rock) in trenches, plinth, sides of foundations etc. in layers not exceeding 20cm in depth, consolidating each deposited layer by ramming and watering, lead up to 50 m and lift upto 1.5 m. | 5 | cum
1.07 | Surface dressing of the ground including removing vegetation and in-equalities not exceeding 15 cm deep and disposal of rubbish, lead up to 50 m and lift up to 1.5 m. | [53 empty] | 1.07 | Surface dressing of the ground including removing vegetation and in-equalities not exceeding 15 cm deep and disposal of rubbish, lead up to 50 m and lift up to 1.5 m.
1.08 | All kinds of soil |  | 400 | sqm | 21.35 | 9740 | 18.72 | Excess(+) | 1 | Full Conversion | INR | [40 empty] | 8540 | 8540 | INR Eight Thousand Five Hundred & Forty Only | 1.08 | All kinds of soil | 400 | sqm
2 | CONCRETE WORK | [53 empty] | 2 | CONCRETE WORK
2.01 | Providing and laying in position cement concrete of specified grade excluding the cost of centering and shuttering - All work up to plinth level : | [53 empty] | 2.01 | Providing and laying in position cement concrete of specified grade excluding the cost of centering and shuttering - All work up to plinth level :
2.02 | 1:2:4 (1 cement : 2 coarse sand (zone-III) derived from natural sources: 4 graded stone aggregate 20 mm nominal size derived from natural sources). |  | 12.91 | cum | 5952.3 | 87641 | 5219.03 | Excess(+) | 1 | Full Conversion | INR | [40 empty] | 76844.19 | 76844.19 | INR Seventy Six Thousand Eight Hundred & Forty Four and Paise Nineteen Only | 2.02 | 1:2:4 (1 cement : 2 coarse sand (zone-III) derived from natural sources: 4 graded stone aggregate 20 mm nominal size derived from natural sources). | 12.91 | cum
2.03 | Making plinth protection 50mm thick of cement concrete 1:3:6 (1 cement : 3 coarse sand derived from natural sources : 6 graded stone aggregate 20 mm nominal size derived from natural sources) over 75mm thick bed of dry brick ballast 40 mm nominal size, well rammed and consolidated and grouted with fine sand, including necessary excavation, levelling & dressing & finishing the top smooth. |  | 30 | sqm | 538.4 | 18422 | 472.07 | Excess(+) | 1 | Full Conversion | INR | [40 empty] | 16152 | 16152 | INR Sixteen Thousand One Hundred & Fifty Two Only | 2.03 | Making plinth protection 50mm thick of cement concrete 1:3:6 (1 cement : 3 coarse sand derived from natural sources : 6 graded stone aggregate 20 mm nominal size derived from natural sources) over 75mm thick bed of dry brick ballast 40 mm nominal size, well rammed and consolidated and grouted with fine sand, including necessary excavation, levelling & dressing & finishing the top smooth. | 30 | sqm
3 | REINFORCED CEMENT CONCRETE | [53 empty] | 3 | REINFORCED CEMENT CONCRETE
3.01 | Reinforced cement concrete work in walls (any thickness), including attached pilasters, buttresses, plinth and string courses, fillets, columns, pillars, piers, abutments, posts and struts etc. above plinth level up to floor five level, excluding cost of centering, shuttering, finishing and reinforcement | [53 empty] | 3.01 | Reinforced cement concrete work in walls (any thickness), including attached pilasters, buttresses, plinth and string courses, fillets, columns, pillars, piers, abutments, posts and struts etc. above plinth level up to floor five level, excluding cost of centering, shuttering, finishing and reinforcement
3.02 | 1:1.5:3 (1 cement : 1.5 coarse sand (zone-III) derived from natural sources : 3 graded stone aggregate 20 mm nominal size derived from natural sources). |  | 1.14 | cum | 8159.58 | 10609 | 7154.39 | Excess(+) | 1 | Full Conversion | INR | [40 empty] | 9301.92 | 9301.92 | INR Nine Thousand Three Hundred & One and Paise Ninety Two Only | 3.02 | 1:1.5:3 (1 cement : 1.5 coarse sand (zone-III) derived from natural sources : 3 graded stone aggregate 20 mm nominal size derived from natural sources). | 1.14 | cum
3.03 | Centering and shuttering including strutting, propping etc. and removal of form for | [53 empty] | 3.03 | Centering and shuttering including strutting, propping etc. and removal of form for
3.04 | Foundations, footings, bases of columns, etc. for mass concrete |  | 2 | sqm | 249.76 | 570 | 218.99 | Excess(+) | 1 | Full Conversion | INR | [40 empty] | 499.52 | 499.52 | INR Four Hundred & Ninety Nine and Paise Fifty Two Only | 3.04 | Foundations, footings, bases of columns, etc. for mass concrete | 2 | sqm
3.05 | Shelves (Cast in situ) |  | 2 | sqm | 607.67 | 1386 | 532.81 | Excess(+) | 1 | Full Conversion | INR | [40 empty] | 1215.34 | 1215.34 | INR One Thousand Two Hundred & Fifteen and Paise Thirty Four Only | 3.05 | Shelves (Cast in situ) | 2 | sqm
3.06 | Lintels, beams, plinth beams, girders, bressumers and cantilevers |  | 6.53 | sqm | 484.04 | 3605 | 424.41 | Excess(+) | 1 | Full Conversion | INR | [40 empty] | 3160.78 | 3160.78 | INR Three Thousand One Hundred & Sixty and Paise Seventy Eight Only | 3.06 | Lintels, beams, plinth beams, girders, bressumers and cantilevers | 6.53 | sqm
3.07 | Edges of slabs and breaks in floors and walls | [53 empty] | 3.07 | Edges of slabs and breaks in floors and walls
3.08 | Under 20 cm wide |  | 25 | metre | 151.91 | 4331 | 133.2 | Excess(+) | 1 | Full Conversion | INR | [40 empty] | 3797.75 | 3797.75 | INR Three Thousand Seven Hundred & Ninety Seven and Paise Seventy Five Only | 3.08 | Under 20 cm wide | 25 | metre
3.09 | Extra for additional height in centering, shuttering where ever required with adequate bracing, propping etc., including cost of de-shuttering and decentering at all levels, over a height of 3.5 m, for every additional height of 1 metre or part thereof (Plan area to be measured). | [53 empty] | 3.09 | Extra for additional height in centering, shuttering where ever required with adequate bracing, propping etc., including cost of de-shuttering and decentering at all levels, over a height of 3.5 m, for every additional height of 1 metre or part thereof (Plan area to be measured).
3.1 | Suspended floors, roofs, landing, beams and balconies (Plan area to be measured) |  | 58 | sqm | 252.08 | 16675 | 221.03 | Excess(+) | 1 | Full Conversion | INR | [40 empty] | 14620.64 | 14620.64 | INR Fourteen Thousand Six Hundred & Twenty and Paise Sixty Four Only | 3.1 | Suspended floors, roofs, landing, beams and balconies (Plan area to be measured) | 58 | sqm
3.11 | Steel reinforcement for R.C.C. work including straightening, cutting, bending, placing in position and binding all complete above plinth level. | [53 empty] | 3.11 | Steel reinforcement for R.C.C. work including straightening, cutting, bending, placing in position and binding all complete above plinth level.
3.12 | Thermo-Mechanically Treated bars of grade Fe-500D or more. |  | 121.66 | kg | 73.21 | 10159 | 64.19 | Excess(+) | 1 | Full Conversion | INR | [40 empty] | 8906.73 | 8906.73 | INR Eight Thousand Nine Hundred & Six and Paise Seventy Three Only | 3.12 | Thermo-Mechanically Treated bars of grade Fe-500D or more. | 121.66 | kg
3.13 | Providing and fixing sheet covering over expansion joints with iron screws as per design. | [53 empty] | 3.13 | Providing and fixing sheet covering over expansion joints with iron screws as per design.
3.14 | Aluminium fluted strips 3.15 mm thick. | [53 empty] | 3.14 | Aluminium fluted strips 3.15 mm thick.
3.15 | 150 mm wide |  | 2.5 | metre | 432.62 | 1234 | 379.32 | Excess(+) | 1 | Full Conversion | INR | [40 empty] | 1081.55 | 1081.55 | INR One Thousand &Eighty One and Paise Fifty Five Only | 3.15 | 150 mm wide | 2.5 | metre
3.16 | Add for plaster drip course/ groove in plastered surface or moulding to R.C.C. projections. |  | 15 | metre | 51.64 | 884 | 45.28 | Excess(+) | 1 | Full Conversion | INR | [40 empty] | 774.6 | 774.6 | INR Seven Hundred & Seventy Four and Paise Sixty Only | 3.16 | Add for plaster drip course/ groove in plastered surface or moulding to R.C.C. projections. | 15 | metre
3.17 | Add for using extra cement in the items of design mix over and above the specified cement content therein. |  | 10 | quintal | 590.36 | 6733 | 517.63 | Excess(+) | 1 | Full Conversion | INR | [40 empty] | 5903.6 | 5903.6 | INR Five Thousand Nine Hundred & Three and Paise Sixty Only | 3.17 | Add for using extra cement in the items of design mix over and above the specified cement content therein. | 10 | quintal
4 | MASONRY WORK | [53 empty] | 4 | MASONRY WORK
4.01 | Brick work with common burnt clay modular bricks of class designation 7.5 in foundation and plinth in: | [53 empty] | 4.01 | Brick work with common burnt clay modular bricks of class designation 7.5 in foundation and plinth in:
4.02 | Cement Mortar 1:6 (1 cement : 6 coarse sand). |  | 10 | cum | 4649.36 | 53026 | 4076.6 | Excess(+) | 1 | Full Conversion | INR | [40 empty] | 46493.6 | 46493.6 | INR Forty Six Thousand Four Hundred & Ninety Three and Paise Sixty Only | 4.02 | Cement Mortar 1:6 (1 cement : 6 coarse sand). | 10 | cum
4.03 | Brick work with common burnt clay F.P.S. (non modular) bricks of class designation 7.5 in superstructure above plinth level up to floor V level in all shapes and sizes in : | [53 empty] | 4.03 | Brick work with common burnt clay F.P.S. (non modular) bricks of class designation 7.5 in superstructure above plinth level up to floor V level in all shapes and sizes in :
4.05 | Cement mortar 1:6 (1 cement : 6 coarse sand) |  | 6 | cum | 6655.37 | 45543 | 5835.48 | Excess(+) | 1 | Full Conversion | INR | [40 empty] | 39932.22 | 39932.22 | INR Thirty Nine Thousand Nine Hundred & Thirty Two and Paise Twenty Two Only | 4.05 | Cement mortar 1:6 (1 cement : 6 coarse sand) | 6 | cum
4.06 | Half brick masonry with common burnt clay F.P.S. (non modular) bricks of class designation 7.5 in superstructure above plinth level up to floor V level. | [53 empty] | 4.06 | Half brick masonry with common burnt clay F.P.S. (non modular) bricks of class designation 7.5 in superstructure above plinth level up to floor V level.
4.07 | Cement mortar 1:4 (1 cement :4 coarse sand) |  | 5 | sqm | 817.27 | 4661 | 716.59 | Excess(+) | 1 | Full Conversion | INR | [40 empty] | 4086.35 | 4086.35 | INR Four Thousand &Eighty Six and Paise Thirty Five Only | 4.07 | Cement mortar 1:4 (1 cement :4 coarse sand) | 5 | sqm
4.08 | Tile brick masonry work 5 cm thick with common burnt clay F.P.S. (non modular) tile bricks of class designation 10 in cement mortar 1:3 (1 cement : 3 coarse sand) in superstructure above plinth and upto floor five level. |  | 7.36 | sqm | 677.99 | 5691 | 594.47 | Excess(+) | 1 | Full Conversion | INR | [40 empty] | 4990.01 | 4990.01 | INR Four Thousand Nine Hundred & Ninety and Paise One Only | 4.08 | Tile brick masonry work 5 cm thick with common burnt clay F.P.S. (non modular) tile bricks of class designation 10 in cement mortar 1:3 (1 cement : 3 coarse sand) in superstructure above plinth and upto floor five level. | 7.36 | sqm
4.09 | Brick work with common burnt clay selected F.P.S. (non modular) bricks of class designation 7.5 in exposed brick work including making horizontal and vertical grooves 10 mm wide 12 mm deep complete in cement mortar 1:6 (1 cement : 6 coarse sand) | [53 empty] | 4.09 | Brick work with common burnt clay selected F.P.S. (non modular) bricks of class designation 7.5 in exposed brick work including making horizontal and vertical grooves 10 mm wide 12 mm deep complete in cement mortar 1:6 (1 cement : 6 coarse sand)
4.1 | Above plinth level upto floor V level |  | 1.1 | cum | 6867.16 | 8615 | 6021.18 | Excess(+) | 1 | Full Conversion | INR | [40 empty] | 7553.88 | 7553.88 | INR Seven Thousand Five Hundred & Fifty Three and Paise Eighty Eight Only | 4.1 | Above plinth level upto floor V level | 1.1 | cum
4.11 | Brick edging 7cm wide 11.4 cm deep to plinth protection with common burnt clay F.P.S. (non modular) bricks of class designation 7.5 including grouting with cement mortar 1:4 (1 cement : 4 fine sand). |  | 22 | metre | 45.59 | 1144 | 39.97 | Excess(+) | 1 | Full Conversion | INR | [40 empty] | 1002.98 | 1002.98 | INR One Thousand &Two and Paise Ninety Eight Only | 4.11 | Brick edging 7cm wide 11.4 cm deep to plinth protection with common burnt clay F.P.S. (non modular) bricks of class designation 7.5 including grouting with cement mortar 1:4 (1 cement : 4 fine sand). | 22 | metre
5 | CLADDING WORK | [53 empty] | 5 | CLADDING WORK
5.01 | Providing and fixing 18 mm thick gang saw cut, mirror polished, premoulded and prepolished, machine cut for kitchen platforms, vanity counters, window sills, facias and similar locations of required size, approved shade, colour and texture laid over 20 mm thick base cement mortar 1:4 (1 cement : 4 coarse sand), joints treated with white cement, mixed with matching pigment, epoxy touch ups, including rubbing, curing, moulding and polishing to edges to give high gloss finish etc. complete at all levels. | [53 empty] | 5.01 | Providing and fixing 18 mm thick gang saw cut, mirror polished, premoulded and prepolished, machine cut for kitchen platforms, vanity counters, window sills, facias and similar locations of required size, approved shade, colour and texture laid over 20 mm thick base cement mortar 1:4 (1 cement : 4 coarse sand), joints treated with white cement, mixed with matching pigment, epoxy touch ups, including rubbing, curing, moulding and polishing to edges to give high gloss finish etc. complete at all levels.
5.02 | Granite of any colour and shade | [53 empty] | 5.02 | Granite of any colour and shade
5.03 | Area of slab over 0.50 sqm |  | 8 | sqm | 3513.94 | 32061 | 3081.05 | Excess(+) | 1 | Full Conversion | INR | [40 empty] | 28111.52 | 28111.52 | INR Twenty Eight Thousand One Hundred & Eleven and Paise Fifty Two Only | 5.03 | Area of slab over 0.50 sqm | 8 | sqm
5.04 | Providing edge moulding to 18 mm thick marble stone counters, Vanities etc., including machine polishing to edge to give high gloss finish etc. complete as per design approved by Engineer-in-Charge. | [53 empty] | 5.04 | Providing edge moulding to 18 mm thick marble stone counters, Vanities etc., including machine polishing to edge to give high gloss finish etc. complete as per design approved by Engineer-in-Charge.
5.05 | Marble work |  | 200 | metre | 193.2 | 44070 | 169.4 | Excess(+) | 1 | Full Conversion | INR | [40 empty] | 38640 | 38640 | INR Thirty Eight Thousand Six Hundred & Forty Only | 5.05 | Marble work | 200 | metre
5.06 | Granite work |  | 5 | metre | 329.9 | 1881 | 289.26 | Excess(+) | 1 | Full Conversion | INR | [40 empty] | 1649.5 | 1649.5 | INR One Thousand Six Hundred & Forty Nine and Paise Fifty Only | 5.06 | Granite work | 5 | metre
5.07 | Extra for providing opening of required size & shape for wash basin/ kitchen sink in kitchen platform, vanity counter and similar location in marble/ Granite/ stone work, including necessary holes for pillar taps etc. including moulding, rubbing and polishing of cut edges etc. complete. |  | 4 | each | 644.06 | 2938 | 564.72 | Excess(+) | 1 | Full Conversion | INR | [40 empty] | 2576.24 | 2576.24 | INR Two Thousand Five Hundred & Seventy Six and Paise Twenty Four Only | 5.07 | Extra for providing opening of required size & shape for wash basin/ kitchen sink in kitchen platform, vanity counter and similar location in marble/ Granite/ stone work, including necessary holes for pillar taps etc. including moulding, rubbing and polishing of cut edges etc. complete. | 4 | each
5.08 | Mirror polishing on marble work/Granite work/stone work where ever required to give high gloss finish complete. |  | 437.35 | sqm | 322.67 | 160945 | 282.92 | Excess(+) | 1 | Full Conversion | INR | [40 empty] | 141119.72 | 141119.72 | INR One Lakh Forty One Thousand One Hundred & Nineteen and Paise Seventy Two Only | 5.08 | Mirror polishing on marble work/Granite work/stone work where ever required to give high gloss finish complete. | 437.35 | sqm
5.09 | Providing and fixing copper pins 7.5 cm long 6 mm diameter for securing adjacent stones in stone wall lining in cement mortar 1:2 (1 cement : 2 coarse sand), including making the necessary chases. |  | 200 | each | 31.74 | 7240 | 27.83 | Excess(+) | 1 | Full Conversion | INR | [40 empty] | 6348 | 6348 | INR Six Thousand Three Hundred & Forty Eight Only | 5.09 | Providing and fixing copper pins 7.5 cm long 6 mm diameter for securing adjacent stones in stone wall lining in cement mortar 1:2 (1 cement : 2 coarse sand), including making the necessary chases. | 200 | each
5.1 | Providing and fixing Ist quality ceramic glazed wall tiles conforming to IS: 15622 (thickness to be specified by the manufacturer), of approved make, in all colours, shades except burgundy, bottle green, black of any size as approved by Engineer-in-Charge, in skirting, risers of steps and dados, over 12 mm thick bed of cement mortar 1:3 (1 cement : 3 coarse sand) and jointing with grey cement slurry @ 3.3kg per sqm, including pointing in white cement mixed with pigment of matching shade complete. |  | 348.4 | sqm | 903.38 | 358957 | 792.09 | Excess(+) | 1 | Full Conversion | INR | [40 empty] | 314737.59 | 314737.59 | INR Three Lakh Fourteen Thousand Seven Hundred & Thirty Seven and Paise Fifty Nine Only | 5.1 | Providing and fixing Ist quality ceramic glazed wall tiles conforming to IS: 15622 (thickness to be specified by the manufacturer), of approved make, in all colours, shades except burgundy, bottle green, black of any size as approved by Engineer-in-Charge, in skirting, risers of steps and dados, over 12 mm thick bed of cement mortar 1:3 (1 cement : 3 coarse sand) and jointing with grey cement slurry @ 3.3kg per sqm, including pointing in white cement mixed with pigment of matching shade complete. | 348.4 | sqm
6 | WOOD AND PVC WORK | [53 empty] | 6 | WOOD AND PVC WORK
6.01 | Providing wood work in frames of doors, windows, clerestory windows and other frames, wrought framed and fixed in position with hold fast lugs or with dash fasteners of required dia & length (hold fast lugs or dash fastener shall be paid for separately). | [53 empty] | 6.01 | Providing wood work in frames of doors, windows, clerestory windows and other frames, wrought framed and fixed in position with hold fast lugs or with dash fasteners of required dia & length (hold fast lugs or dash fastener shall be paid for separately).
6.02 | Second class teak wood |  | 0.05 | cum | 114145.59 | 6509 | 100083.81 | Excess(+) | 1 | Full Conversion | INR | [40 empty] | 5707.28 | 5707.28 | INR Five Thousand Seven Hundred & Seven and Paise Twenty Eight Only | 6.02 | Second class teak wood | 0.05 | cum
6.03 | Providing and fixing ISI marked flush door shutters conforming to IS : 2202 (Part I) non-decorative type, core of block board construction with frame of 1st class hard wood and well matched commercial 3 ply veneering with vertical grains or cross bands and face veneers on both faces of shutters: | [53 empty] | 6.03 | Providing and fixing ISI marked flush door shutters conforming to IS : 2202 (Part I) non-decorative type, core of block board construction with frame of 1st class hard wood and well matched commercial 3 ply veneering with vertical grains or cross bands and face veneers on both faces of shutters:
6.04 | 35 mm thick including ISI marked Stainless Steel butt hinges with necessary screws |  | 9 | sqm | 1654.27 | 16980 | 1450.48 | Excess(+) | 1 | Full Conversion | INR | [40 empty] | 14888.43 | 14888.43 | INR Fourteen Thousand Eight Hundred & Eighty Eight and Paise Forty Three Only | 6.04 | 35 mm thick including ISI marked Stainless Steel butt hinges with necessary screws | 9 | sqm
6.05 | Extra for providing lipping with 2nd class teak wood battens 25 mm minimum depth on all edges of flush door shutters (over all area of door shutter to be measured). |  | 8 | sqm | 351.95 | 3211 | 308.59 | Excess(+) | 1 | Full Conversion | INR | [40 empty] | 2815.6 | 2815.6 | INR Two Thousand Eight Hundred & Fifteen and Paise Sixty Only | 6.05 | Extra for providing lipping with 2nd class teak wood battens 25 mm minimum depth on all edges of flush door shutters (over all area of door shutter to be measured). | 8 | sqm
6.06 | Providing and fixing wire gauge shutters using galvanized M.S. wire gauge of average width of aperture 1.4 mm in both directions with wire of dia 0.63 mm, for doors, windows and clerestory windows with hinges and necessary screws : | [53 empty] | 6.06 | Providing and fixing wire gauge shutters using galvanized M.S. wire gauge of average width of aperture 1.4 mm in both directions with wire of dia 0.63 mm, for doors, windows and clerestory windows with hinges and necessary screws :
6.07 | 35 mm thick shutters | [53 empty] | 6.07 | 35 mm thick shutters
6.08 | With ISI marked stainless steel butt hinges of required size | [53 empty] | 6.08 | With ISI marked stainless steel butt hinges of required size
6.09 | Second class teak wood |  | 2.5 | sqm | 3812.1 | 10869 | 3342.48 | Excess(+) | 1 | Full Conversion | INR | [40 empty] | 9530.25 | 9530.25 | INR Nine Thousand Five Hundred & Thirty and Paise Twenty Five Only | 6.09 | Second class teak wood | 2.5 | sqm
6.1 | Providing and fixing M.S. grills of required pattern in frames of windows etc. with M.S. flats, square or round bars etc. including priming coat with approved steel primer all complete. | [53 empty] | 6.1 | Providing and fixing M.S. grills of required pattern in frames of windows etc. with M.S. flats, square or round bars etc. including priming coat with approved steel primer all complete.
6.11 | Fixed to steel windows by welding |  | 10 | kg | 144.94 | 1653 | 127.08 | Excess(+) | 1 | Full Conversion | INR | [40 empty] | 1449.4 | 1449.4 | INR One Thousand Four Hundred & Forty Nine and Paise Forty Only | 6.11 | Fixed to steel windows by welding | 10 | kg
6.12 | Providing and fixing aluminium die cast body tubular type universal hydraulic door closer (having brand logo with ISI, IS : 3564, embossed on the body, door weight upto 35 kg and door width upto 700 mm), with necessary accessories and screws etc. complete. |  | 9 | each | 879.88 | 9032 | 771.49 | Excess(+) | 1 | Full Conversion | INR | [40 empty] | 7918.92 | 7918.92 | INR Seven Thousand Nine Hundred & Eighteen and Paise Ninety Two Only | 6.12 | Providing and fixing aluminium die cast body tubular type universal hydraulic door closer (having brand logo with ISI, IS : 3564, embossed on the body, door weight upto 35 kg and door width upto 700 mm), with necessary accessories and screws etc. complete. | 9 | each
6.13 | Providing and fixing aluminium sliding door bolts, ISI marked anodised (anodic coating not less than grade AC 10 as per IS : 1868), transparent or dyed to required colour or shade, with nuts and screws etc. complete : | [53 empty] | 6.13 | Providing and fixing aluminium sliding door bolts, ISI marked anodised (anodic coating not less than grade AC 10 as per IS : 1868), transparent or dyed to required colour or shade, with nuts and screws etc. complete :
6.14 | 250x16 mm |  | 8 | each | 203.16 | 1854 | 178.13 | Excess(+) | 1 | Full Conversion | INR | [40 empty] | 1625.28 | 1625.28 | INR One Thousand Six Hundred & Twenty Five and Paise Twenty Eight Only | 6.14 | 250x16 mm | 8 | each
6.15 | Providing and fixing aluminium tower bolts, ISI marked, anodised (anodic coating not less than grade AC 10 as per IS : 1868 ) transparent or dyed to required colour or shade, with necessary screws etc. complete : | [53 empty] | 6.15 | Providing and fixing aluminium tower bolts, ISI marked, anodised (anodic coating not less than grade AC 10 as per IS : 1868 ) transparent or dyed to required colour or shade, with necessary screws etc. complete :
6.16 | 300x10 mm |  | 6 | each | 102.41 | 701 | 89.79 | Excess(+) | 1 | Full Conversion | INR | [40 empty] | 614.46 | 614.46 | INR Six Hundred & Fourteen and Paise Forty Six Only | 6.16 | 300x10 mm | 6 | each
6.17 | 250x10 mm |  | 23 | each | 90.79 | 2382 | 79.61 | Excess(+) | 1 | Full Conversion | INR | [40 empty] | 2088.17 | 2088.17 | INR Two Thousand &Eighty Eight and Paise Seventeen Only | 6.17 | 250x10 mm | 23 | each
6.18 | 200x10 mm |  | 10 | each | 78.91 | 900 | 69.19 | Excess(+) | 1 | Full Conversion | INR | [40 empty] | 789.1 | 789.1 | INR Seven Hundred & Eighty Nine and Paise Ten Only | 6.18 | 200x10 mm | 10 | each
6.19 | 150x10 mm |  | 40 | each | 65.76 | 3000 | 57.66 | Excess(+) | 1 | Full Conversion | INR | [40 empty] | 2630.4 | 2630.4 | INR Two Thousand Six Hundred & Thirty and Paise Forty Only | 6.19 | 150x10 mm | 40 | each
6.2 | Providing and fixing aluminium handles, ISI marked, anodised (anodic coating not less than grade AC 10 as per IS : 1868) transparent or dyed to required colour or shade, with necessary screws etc. complete : | [53 empty] | 6.2 | Providing and fixing aluminium handles, ISI marked, anodised (anodic coating not less than grade AC 10 as per IS : 1868) transparent or dyed to required colour or shade, with necessary screws etc. complete :
6.21 | 125 mm |  | 32 | each | 52.3 | 1909 | 45.86 | Excess(+) | 1 | Full Conversion | INR | [40 empty] | 1673.6 | 1673.6 | INR One Thousand Six Hundred & Seventy Three and Paise Sixty Only | 6.21 | 125 mm | 32 | each
6.22 | Providing and fixing aluminium hanging floor door stopper, ISI marked, anodised (anodic coating not less than grade AC 10 as per IS : 1868) transparent or dyed to required colour and shade, with necessary screws etc. complete. | [53 empty] | 6.22 | Providing and fixing aluminium hanging floor door stopper, ISI marked, anodised (anodic coating not less than grade AC 10 as per IS : 1868) transparent or dyed to required colour and shade, with necessary screws etc. complete.
6.23 | Twin rubber stopper |  | 23 | each | 54.41 | 1427 | 47.71 | Excess(+) | 1 | Full Conversion | INR | [40 empty] | 1251.43 | 1251.43 | INR One Thousand Two Hundred & Fifty One and Paise Forty Three Only | 6.23 | Twin rubber stopper | 23 | each
6.24 | Providing and fixing magnetic catcher of approved quality in cupboard / ward robe shutters, including fixing with necessary screws etc. complete. | [53 empty] | 6.24 | Providing and fixing magnetic catcher of approved quality in cupboard / ward robe shutters, including fixing with necessary screws etc. complete.
6.25 | Double strip (horizontal type) |  | 48 | each | 27.22 | 1490 | 23.87 | Excess(+) | 1 | Full Conversion | INR | [40 empty] | 1306.56 | 1306.56 | INR One Thousand Three Hundred & Six and Paise Fifty Six Only | 6.25 | Double strip (horizontal type) | 48 | each
6.26 | Providing & Fixing decorative high pressure laminated sheet of plain / wood grain in gloss / matt/ suede finish with high density protective surface layer and reverse side of adhesive bonding quality conforming to IS : 2046 Type S, including cost of adhesive of approved quality. | [53 empty] | 6.26 | Providing & Fixing decorative high pressure laminated sheet of plain / wood grain in gloss / matt/ suede finish with high density protective surface layer and reverse side of adhesive bonding quality conforming to IS : 2046 Type S, including cost of adhesive of approved quality.
6.27 | 1.0 mm thick |  | 16 | sqm | 629.24 | 11482 | 551.72 | Excess(+) | 1 | Full Conversion | INR | [40 empty] | 10067.84 | 10067.84 | INR Ten Thousand &Sixty Seven and Paise Eighty Four Only | 6.27 | 1.0 mm thick | 16 | sqm
6.28 | Providing and fixing stainless steel (SS-304 grade) friction hinges to the side/top hung uPVC windows, of approved quality, with necessary stainless steel screws etc. as per direction of Engineer-in-charge. | [53 empty] | 6.28 | Providing and fixing stainless steel (SS-304 grade) friction hinges to the side/top hung uPVC windows, of approved quality, with necessary stainless steel screws etc. as per direction of Engineer-in-charge.
6.29 | 250 x 19 x 1.9 mm |  | 6 | each | 292.28 | 2000 | 256.27 | Excess(+) | 1 | Full Conversion | INR | [40 empty] | 1753.68 | 1753.68 | INR One Thousand Seven Hundred & Fifty Three and Paise Sixty Eight Only | 6.29 | 250 x 19 x 1.9 mm | 6 | each
6.3 | 300 x 19 x 1.9 mm |  | 6 | each | 309.86 | 2120 | 271.69 | Excess(+) | 1 | Full Conversion | INR | [40 empty] | 1859.16 | 1859.16 | INR One Thousand Eight Hundred & Fifty Nine and Paise Sixteen Only | 6.3 | 300 x 19 x 1.9 mm | 6 | each
6.31 | 350 x 19 x 1.9 mm |  | 6 | each | 427.18 | 2923 | 374.56 | Excess(+) | 1 | Full Conversion | INR | [40 empty] | 2563.08 | 2563.08 | INR Two Thousand Five Hundred & Sixty Three and Paise Eight Only | 6.31 | 350 x 19 x 1.9 mm | 6 | each
6.32 | Providing and fixing stainless steel fancy handle of approved make fixed with SS screws etc. complete as per direction of Engineer-in-charge. | [53 empty] | 6.32 | Providing and fixing stainless steel fancy handle of approved make fixed with SS screws etc. complete as per direction of Engineer-in-charge.
6.33 | 200 mm |  | 8 | each | 132.05 | 1205 | 115.78 | Excess(+) | 1 | Full Conversion | INR | [40 empty] | 1056.4 | 1056.4 | INR One Thousand &Fifty Six and Paise Forty Only | 6.33 | 200 mm | 8 | each
7 | STEEL WORK | [53 empty] | 7 | STEEL WORK
7.01 | Structural steel work riveted, bolted or welded in built up sections, trusses and framed work, including cutting, hoisting, fixing in position and applying a priming coat of approved steel primer all complete. |  | 666.34 | kg | 89.22 | 67800 | 78.23 | Excess(+) | 1 | Full Conversion | INR | [40 empty] | 59450.85 | 59450.85 | INR Fifty Nine Thousand Four Hundred & Fifty and Paise Eighty Five Only | 7.01 | Structural steel work riveted, bolted or welded in built up sections, trusses and framed work, including cutting, hoisting, fixing in position and applying a priming coat of approved steel primer all complete. | 666.34 | kg
7.02 | Providing and fixing stainless steel ( Grade 304) railing made of Hollow tubes, channels, plates etc., including welding, grinding, buffing, polishing and making curvature (wherever required) and fitting the same with necessary stainless steel nuts and bolts complete, i/c fixing the railing with necessary accessories & stainless steel dash fasteners , stainless steel bolts etc., of required size, on the top of the floor or the side of waist slab with suitable arrangement as per approval of Engineer-in-charge, (for payment purpose only weight of stainless steel members shall be considered excluding fixing accessories such as nuts, bolts, fasteners etc.). |  | 50 | kg | 504.56 | 28773 | 442.4 | Excess(+) | 1 | Full Conversion | INR | [40 empty] | 25228 | 25228 | INR Twenty Five Thousand Two Hundred & Twenty Eight Only | 7.02 | Providing and fixing stainless steel ( Grade 304) railing made of Hollow tubes, channels, plates etc., including welding, grinding, buffing, polishing and making curvature (wherever required) and fitting the same with necessary stainless steel nuts and bolts complete, i/c fixing the railing with necessary accessories & stainless steel dash fasteners , stainless steel bolts etc., of required size, on the top of the floor or the side of waist slab with suitable arrangement as per approval of Engineer-in-charge, (for payment purpose only weight of stainless steel members shall be considered excluding fixing accessories such as nuts, bolts, fasteners etc.). | 50 | kg
8 | FLOORING | [53 empty] | 8 | FLOORING
8.01 | Cement concrete pavement with 1:2:4 (1 cement : 2 coarse sand : 4 graded stone aggregate 20 mm nominal size), including finishing complete. |  | 1.5 | cum | 6431.48 | 11003 | 5639.18 | Excess(+) | 1 | Full Conversion | INR | [40 empty] | 9647.22 | 9647.22 | INR Nine Thousand Six Hundred & Forty Seven and Paise Twenty Two Only | 8.01 | Cement concrete pavement with 1:2:4 (1 cement : 2 coarse sand : 4 graded stone aggregate 20 mm nominal size), including finishing complete. | 1.5 | cum
8.02 | Kota stone slab flooring over 20 mm (average) thick base laid over and jointed with grey cement slurry mixed with pigment to match the shade of the slab, including rubbing and polishing complete with base of cement mortar 1 : 4 (1 cement : 4 coarse sand) : | [53 empty] | 8.02 | Kota stone slab flooring over 20 mm (average) thick base laid over and jointed with grey cement slurry mixed with pigment to match the shade of the slab, including rubbing and polishing complete with base of cement mortar 1 : 4 (1 cement : 4 coarse sand) :
8.03 | 25 mm thick |  | 300 | sqm | 1343.14 | 459555 | 1177.68 | Excess(+) | 1 | Full Conversion | INR | [40 empty] | 402942 | 402942 | INR Four Lakh Two Thousand Nine Hundred & Forty Two Only | 8.03 | 25 mm thick | 300 | sqm
8.04 | Kota stone slabs 20 mm thick in risers of steps, skirting, dado and pillars laid on 12 mm (average) thick cement mortar 1:3 (1 cement: 3 coarse sand) and jointed with grey cement slurry mixed with pigment to match the shade of the slabs, including rubbing and polishing complete. |  | 107.53 | sqm | 1587.07 | 194635 | 1391.56 | Excess(+) | 1 | Full Conversion | INR | [40 empty] | 170657.64 | 170657.64 | INR One Lakh Seventy Thousand Six Hundred & Fifty Seven and Paise Sixty Four Only | 8.04 | Kota stone slabs 20 mm thick in risers of steps, skirting, dado and pillars laid on 12 mm (average) thick cement mortar 1:3 (1 cement: 3 coarse sand) and jointed with grey cement slurry mixed with pigment to match the shade of the slabs, including rubbing and polishing complete. | 107.53 | sqm
8.05 | Extra for Kota stone/ sand stone in treads of steps and risers using single length up to 1.05 metre. |  | 107.53 | sqm | 29.02 | 3559 | 25.44 | Excess(+) | 1 | Full Conversion | INR | [40 empty] | 3120.52 | 3120.52 | INR Three Thousand One Hundred & Twenty and Paise Fifty Two Only | 8.05 | Extra for Kota stone/ sand stone in treads of steps and risers using single length up to 1.05 metre. | 107.53 | sqm
8.06 | Providing and laying rectified Glazed Ceramic floor tiles of size 300x300 mm or more (thickness to be specified by the manufacturer), of 1st quality conforming to IS : 15622, of approved make, in colours White, Ivory, Grey, Fume Red Brown, laid on 20 mm thick cement mortar 1:4 (1 Cement: 4 Coarse sand), jointing with grey cement slurry @ 3.3 kg/ sqm including grouting the joints with white cement and matching pigments etc., complete. |  | 5 | sqm | 954.32 | 5442 | 836.76 | Excess(+) | 1 | Full Conversion | INR | [40 empty] | 4771.6 | 4771.6 | INR Four Thousand Seven Hundred & Seventy One and Paise Sixty Only | 8.06 | Providing and laying rectified Glazed Ceramic floor tiles of size 300x300 mm or more (thickness to be specified by the manufacturer), of 1st quality conforming to IS : 15622, of approved make, in colours White, Ivory, Grey, Fume Red Brown, laid on 20 mm thick cement mortar 1:4 (1 Cement: 4 Coarse sand), jointing with grey cement slurry @ 3.3 kg/ sqm including grouting the joints with white cement and matching pigments etc., complete. | 5 | sqm
8.07 | Providing and laying Vitrified tiles in floor in different sizes (thickness to be specified by the manufacturer) with water absorption less than 0.08% and conforming to IS:15622, of approved brand & manufacturer, in all colours and shade, laid on 20 mm thick cement mortar 1:4 (1 cement: 4 coarse sand) jointing with grey cement slurry @3.3 kg/sqm including grouting the joints with white cement and matching pigments etc. The tiles must be cut with the zero chipping diamond cutter only. Laying of tiles will be done with the notch trowel, plier, wedge, clips of required thickness, leveling system and rubber mallet for placing the tiles gently and easily. | [53 empty] | 8.07 | Providing and laying Vitrified tiles in floor in different sizes (thickness to be specified by the manufacturer) with water absorption less than 0.08% and conforming to IS:15622, of approved brand & manufacturer, in all colours and shade, laid on 20 mm thick cement mortar 1:4 (1 cement: 4 coarse sand) jointing with grey cement slurry @3.3 kg/sqm including grouting the joints with white cement and matching pigments etc. The tiles must be cut with the zero chipping diamond cutter only. Laying of tiles will be done with the notch trowel, plier, wedge, clips of required thickness, leveling system and rubber mallet for placing the tiles gently and easily.
8.08 | Glazed Vitrified tiles Matt/Antiskid finish of size | [53 empty] | 8.08 | Glazed Vitrified tiles Matt/Antiskid finish of size
8.09 | Size of Tile 800 x 800 mm |  | 158 | sqm | 1426.44 | 257042 | 1250.71 | Excess(+) | 1 | Full Conversion | INR | [40 empty] | 225377.52 | 225377.52 | INR Two Lakh Twenty Five Thousand Three Hundred & Seventy Seven and Paise Fifty Two Only | 8.09 | Size of Tile 800 x 800 mm | 158 | sqm
8.1 | Providing and laying Vitrified tiles in different sizes (thickness to be specified by manufacturer), with water absorption less than 0.08 % and conforming to I.S. 15622, of approved make, in all colours & shade, in skirting, riser of steps, over 12 mm thick bed of cement mortar 1:3 (1 cement: 3 coarse sand), jointing with grey cement slurry @ 3.3 kg/ sqm including grouting the joint with white cement & matching pigments etc. complete. | [53 empty] | 8.1 | Providing and laying Vitrified tiles in different sizes (thickness to be specified by manufacturer), with water absorption less than 0.08 % and conforming to I.S. 15622, of approved make, in all colours & shade, in skirting, riser of steps, over 12 mm thick bed of cement mortar 1:3 (1 cement: 3 coarse sand), jointing with grey cement slurry @ 3.3 kg/ sqm including grouting the joint with white cement & matching pigments etc. complete.
8.11 | Size of Tile 800x800 mm |  | 6 | sqm | 1584.22 | 10841 | 1389.06 | Excess(+) | 1 | Full Conversion | INR | [40 empty] | 9505.32 | 9505.32 | INR Nine Thousand Five Hundred & Five and Paise Thirty Two Only | 8.11 | Size of Tile 800x800 mm | 6 | sqm
9 | ROOFING | [53 empty] | 9 | ROOFING
9.01 | Providing gola 75x75 mm in cement concrete 1:2:4 (1 cement : 2 coarse sand : 4 stone aggregate 10 mm and down gauge), including finishing with cement mortar 1:3 (1 cement : 3 fine sand) as per standard design : | [53 empty] | 9.01 | Providing gola 75x75 mm in cement concrete 1:2:4 (1 cement : 2 coarse sand : 4 stone aggregate 10 mm and down gauge), including finishing with cement mortar 1:3 (1 cement : 3 fine sand) as per standard design :
9.02 | In 75x75 mm deep chase |  | 20 | metre | 208.02 | 4745 | 182.39 | Excess(+) | 1 | Full Conversion | INR | [40 empty] | 4160.4 | 4160.4 | INR Four Thousand One Hundred & Sixty and Paise Forty Only | 9.02 | In 75x75 mm deep chase | 20 | metre
9.03 | Making khurras 45x45 cm with average minimum thickness of 5 cm cement concrete 1:2:4 (1 cement : 2 coarse sand : 4 graded stone aggregate of 20 mm nominal size) over P.V.C. sheet 1 m x1 m x 400 micron, finished with 12 mm cement plaster 1:3 (1 cement : 3 coarse sand) and a coat of neat cement, rounding the edges and making and finishing the outlet complete. |  | 16 | each | 213.99 | 3905 | 187.63 | Excess(+) | 1 | Full Conversion | INR | [40 empty] | 3423.84 | 3423.84 | INR Three Thousand Four Hundred & Twenty Three and Paise Eighty Four Only | 9.03 | Making khurras 45x45 cm with average minimum thickness of 5 cm cement concrete 1:2:4 (1 cement : 2 coarse sand : 4 graded stone aggregate of 20 mm nominal size) over P.V.C. sheet 1 m x1 m x 400 micron, finished with 12 mm cement plaster 1:3 (1 cement : 3 coarse sand) and a coat of neat cement, rounding the edges and making and finishing the outlet complete. | 16 | each
9.04 | Providing and fixing on wall face unplasticised Rigid PVC rain water pipes conforming to IS : 13592 Type A, including jointing with seal ring conforming to IS : 5382, leaving 10 mm gap for thermal expansion, (i) Single socketed pipes. | [53 empty] | 9.04 | Providing and fixing on wall face unplasticised Rigid PVC rain water pipes conforming to IS : 13592 Type A, including jointing with seal ring conforming to IS : 5382, leaving 10 mm gap for thermal expansion, (i) Single socketed pipes.
9.05 | 110 mm diameter |  | 18 | metre | 267.47 | 5491 | 234.52 | Excess(+) | 1 | Full Conversion | INR | [40 empty] | 4814.46 | 4814.46 | INR Four Thousand Eight Hundred & Fourteen and Paise Forty Six Only | 9.05 | 110 mm diameter | 18 | metre
9.06 | Providing and fixing on wall face unplasticised - PVC moulded fittings/ accessories for unplasticised Rigid PVC rain water pipes conforming to IS : 13592 Type A, including jointing with seal ring conforming to IS : 5382, leaving 10 mm gap for thermal expansion. | [53 empty] | 9.06 | Providing and fixing on wall face unplasticised - PVC moulded fittings/ accessories for unplasticised Rigid PVC rain water pipes conforming to IS : 13592 Type A, including jointing with seal ring conforming to IS : 5382, leaving 10 mm gap for thermal expansion.
9.07 | Single pushfit Coupler | [53 empty] | 9.07 | Single pushfit Coupler
9.08 | 110 mm |  | 3 | each | 59.09 | 325 | 51.81 | Excess(+) | 1 | Full Conversion | INR | [40 empty] | 177.27 | 177.27 | INR One Hundred & Seventy Seven and Paise Twenty Seven Only | 9.08 | 110 mm | 3 | each
9.09 | Bend 87.5° | [53 empty] | 9.09 | Bend 87.5°
9.1 | 110 mm bend |  | 3 | each | 113.85 | 390 | 99.82 | Excess(+) | 1 | Full Conversion | INR | [40 empty] | 341.55 | 341.55 | INR Three Hundred & Forty One and Paise Fifty Five Only | 9.1 | 110 mm bend | 3 | each
9.11 | Providing and fixing unplasticised -PVC pipe clips of approved design to unplasticised - PVC rain water pipes by means of 50x50x50 mm hard wood plugs, screwed with M.S. screws of required length, including cutting brick work and fixing in cement mortar 1:4 (1 cement : 4 coarse sand) and making good the wall etc. complete. | [53 empty] | 9.11 | Providing and fixing unplasticised -PVC pipe clips of approved design to unplasticised - PVC rain water pipes by means of 50x50x50 mm hard wood plugs, screwed with M.S. screws of required length, including cutting brick work and fixing in cement mortar 1:4 (1 cement : 4 coarse sand) and making good the wall etc. complete.
9.12 | 110 mm |  | 6 | each | 253.22 | 1733 | 222.03 | Excess(+) | 1 | Full Conversion | INR | [40 empty] | 1519.32 | 1519.32 | INR One Thousand Five Hundred & Nineteen and Paise Thirty Two Only | 9.12 | 110 mm | 6 | each
10 | FINISHING | [53 empty] | 10 | FINISHING
10.01 | 12 mm cement plaster of mix : | [53 empty] | 10.01 | 12 mm cement plaster of mix :
10.02 | 1:6 (1 cement: 6 coarse sand) |  | 80 | sqm | 231.08 | 21084 | 202.61 | Excess(+) | 1 | Full Conversion | INR | [40 empty] | 18486.4 | 18486.4 | INR Eighteen Thousand Four Hundred & Eighty Six and Paise Forty Only | 10.02 | 1:6 (1 cement: 6 coarse sand) | 80 | sqm
10.03 | 15 mm cement plaster on rough side of single or half brick wall of mix: | [53 empty] | 10.03 | 15 mm cement plaster on rough side of single or half brick wall of mix:
10.04 | 1:6 (1 cement: 6 coarse sand) |  | 80 | sqm | 266.46 | 24312 | 233.63 | Excess(+) | 1 | Full Conversion | INR | [40 empty] | 21316.8 | 21316.8 | INR Twenty One Thousand Three Hundred & Sixteen and Paise Eighty Only | 10.04 | 1:6 (1 cement: 6 coarse sand) | 80 | sqm
10.05 | 20 mm cement plaster of mix : | [53 empty] | 10.05 | 20 mm cement plaster of mix :
10.06 | 1:6 (1 cement: 6 coarse sand) |  | 15 | sqm | 315.74 | 5402 | 276.84 | Excess(+) | 1 | Full Conversion | INR | [40 empty] | 4736.1 | 4736.1 | INR Four Thousand Seven Hundred & Thirty Six and Paise Ten Only | 10.06 | 1:6 (1 cement: 6 coarse sand) | 15 | sqm
10.07 | 6 mm cement plaster of mix : | [53 empty] | 10.07 | 6 mm cement plaster of mix :
10.08 | 1:3 (1 cement : 3 fine sand) |  | 20 | sqm | 199.34 | 4547 | 174.78 | Excess(+) | 1 | Full Conversion | INR | [40 empty] | 3986.8 | 3986.8 | INR Three Thousand Nine Hundred & Eighty Six and Paise Eighty Only | 10.08 | 1:3 (1 cement : 3 fine sand) | 20 | sqm
10.09 | Neat cement punning. |  | 10 | sqm | 55.02 | 628 | 48.24 | Excess(+) | 1 | Full Conversion | INR | [40 empty] | 550.2 | 550.2 | INR Five Hundred & Fifty and Paise Twenty Only | 10.09 | Neat cement punning. | 10 | sqm
10.1 | Pointing on brick work or brick flooring with cement mortar 1:3 (1 cement : 3 fine sand): | [53 empty] | 10.1 | Pointing on brick work or brick flooring with cement mortar 1:3 (1 cement : 3 fine sand):
10.11 | Flush / Ruled/ Struck or weathered pointing |  | 10 | sqm | 167.95 | 1916 | 147.26 | Excess(+) | 1 | Full Conversion | INR | [40 empty] | 1679.5 | 1679.5 | INR One Thousand Six Hundred & Seventy Nine and Paise Fifty Only | 10.11 | Flush / Ruled/ Struck or weathered pointing | 10 | sqm
10.12 | Providing and applying white cement based putty of average thickness 1 mm, of approved brand and manufacturer, over the plastered wall surface to prepare the surface even and smooth complete. |  | 350 | sqm | 100.96 | 40303 | 88.52 | Excess(+) | 1 | Full Conversion | INR | [40 empty] | 35336 | 35336 | INR Thirty Five Thousand Three Hundred & Thirty Six Only | 10.12 | Providing and applying white cement based putty of average thickness 1 mm, of approved brand and manufacturer, over the plastered wall surface to prepare the surface even and smooth complete. | 350 | sqm
10.13 | Wall painting with acrylic emulsion paint, having VOC (Volatile Organic Compound ) content less than 50 grams/ litre, of approved brand and manufacture, including applying additional coats wherever required, to achieve even shade and colour. | [53 empty] | 10.13 | Wall painting with acrylic emulsion paint, having VOC (Volatile Organic Compound ) content less than 50 grams/ litre, of approved brand and manufacture, including applying additional coats wherever required, to achieve even shade and colour.
10.14 | Two coats |  | 950 | sqm | 93.64 | 101460 | 82.1 | Excess(+) | 1 | Full Conversion | INR | [40 empty] | 88958 | 88958 | INR Eighty Eight Thousand Nine Hundred & Fifty Eight Only | 10.14 | Two coats | 950 | sqm
10.15 | Removing white or colour wash by scrapping and sand papering and preparing the surface smooth including necessary repairs to scratches etc. complete |  | 350 | sqm | 12.45 | 4970 | 10.92 | Excess(+) | 1 | Full Conversion | INR | [40 empty] | 4357.5 | 4357.5 | INR Four Thousand Three Hundred & Fifty Seven and Paise Fifty Only | 10.15 | Removing white or colour wash by scrapping and sand papering and preparing the surface smooth including necessary repairs to scratches etc. complete | 350 | sqm
10.16 | Finishing walls with Premium Acrylic Smooth exterior paint with Silicone additives of required shade | [53 empty] | 10.16 | Finishing walls with Premium Acrylic Smooth exterior paint with Silicone additives of required shade
10.17 | Old work (Two or more coats applied @ 1.43 ltr/ 10 sqm) over existing cement paint surface |  | 500 | sqm | 85.71 | 48875 | 75.15 | Excess(+) | 1 | Full Conversion | INR | [40 empty] | 42855 | 42855 | INR Forty Two Thousand Eight Hundred & Fifty Five Only | 10.17 | Old work (Two or more coats applied @ 1.43 ltr/ 10 sqm) over existing cement paint surface | 500 | sqm
10.18 | Old work (one or more coats applied @ 0.83 ltr/10 sqm). |  | 500 | sqm | 58.7 | 33475 | 51.47 | Excess(+) | 1 | Full Conversion | INR | [40 empty] | 29350 | 29350 | INR Twenty Nine Thousand Three Hundred & Fifty Only | 10.18 | Old work (one or more coats applied @ 0.83 ltr/10 sqm). | 500 | sqm
11 | REPAIRS TO BUILDING | [53 empty] | 11 | REPAIRS TO BUILDING
11.01 | Providing and fixing double scaffolding system (cup lock type) on the exterior side, up to seven story height made with 40 mm dia M.S. tube 1.5 m centre to centre, horizontal & vertical tubes joining with cup & lock system with M.S. tubes, M.S. tube challies, M.S. clamps and M.S. staircase system in the scaffolding for working platform etc. and maintaining it in a serviceable condition for the required duration as approved and removing it there after .The scaffolding system shall be stiffened with bracings, runners, connection with the building etc wherever required for inspection of work at required locations with essential safety features for the workmen etc. complete as per directions and approval of Engineer-in-charge .The elevational area of the scaffolding shall be measured for payment purpose .The payment will be made once irrespective of duration of scaffolding. |  | 25 | sqm | 226.17 | 6449 | 198.31 | Excess(+) | 1 | Full Conversion | INR | [40 empty] | 5654.25 | 5654.25 | INR Five Thousand Six Hundred & Fifty Four and Paise Twenty Five Only | 11.01 | Providing and fixing double scaffolding system (cup lock type) on the exterior side, up to seven story height made with 40 mm dia M.S. tube 1.5 m centre to centre, horizontal & vertical tubes joining with cup & lock system with M.S. tubes, M.S. tube challies, M.S. clamps and M.S. staircase system in the scaffolding for working platform etc. and maintaining it in a serviceable condition for the required duration as approved and removing it there after .The scaffolding system shall be stiffened with bracings, runners, connection with the building etc wherever required for inspection of work at required locations with essential safety features for the workmen etc. complete as per directions and approval of Engineer-in-charge .The elevational area of the scaffolding shall be measured for payment purpose .The payment will be made once irrespective of duration of scaffolding. | 25 | sqm
12 | DISMANTLING AND DEMOLISHING | [53 empty] | 12 | DISMANTLING AND DEMOLISHING
12.01 | Demolishing lime concrete manually/ by mechanical means and disposal of material within 50 metres lead as per direction of Engineer- in-charge. |  | 2 | cum | 532.66 | 1215 | 467.04 | Excess(+) | 1 | Full Conversion | INR | [40 empty] | 1065.32 | 1065.32 | INR One Thousand &Sixty Five and Paise Thirty Two Only | 12.01 | Demolishing lime concrete manually/ by mechanical means and disposal of material within 50 metres lead as per direction of Engineer- in-charge. | 2 | cum
12.02 | Demolishing cement concrete manually/ by mechanical means including disposal of material within 50 metres lead as per direction of Engineer - in - charge. | [53 empty] | 12.02 | Demolishing cement concrete manually/ by mechanical means including disposal of material within 50 metres lead as per direction of Engineer - in - charge.
12.03 | Nominal concrete 1:3:6 or richer mix (i/c equivalent design mix) |  | 32 | cum | 1523.41 | 55598 | 1335.74 | Excess(+) | 1 | Full Conversion | INR | [40 empty] | 48749.12 | 48749.12 | INR Forty Eight Thousand Seven Hundred & Forty Nine and Paise Twelve Only | 12.03 | Nominal concrete 1:3:6 or richer mix (i/c equivalent design mix) | 32 | cum
12.04 | Demolishing R.C.C. work manually/ by mechanical means including stacking of steel bars and disposal of unserviceable material within 50 metres lead as per direction of Engineer - in- charge. |  | 8 | cum | 2222.45 | 20278 | 1948.66 | Excess(+) | 1 | Full Conversion | INR | [40 empty] | 17779.6 | 17779.6 | INR Seventeen Thousand Seven Hundred & Seventy Nine and Paise Sixty Only | 12.04 | Demolishing R.C.C. work manually/ by mechanical means including stacking of steel bars and disposal of unserviceable material within 50 metres lead as per direction of Engineer - in- charge. | 8 | cum
12.05 | Demolishing brick work manually/ by mechanical means including stacking of serviceable material and disposal of unserviceable material within 50 metres lead as per direction of Engineer-in-charge. | [53 empty] | 12.05 | Demolishing brick work manually/ by mechanical means including stacking of serviceable material and disposal of unserviceable material within 50 metres lead as per direction of Engineer-in-charge.
12.06 | In cement mortar |  | 14 | cum | 1288.82 | 20579 | 1130.05 | Excess(+) | 1 | Full Conversion | INR | [40 empty] | 18043.48 | 18043.48 | INR Eighteen Thousand &Forty Three and Paise Forty Eight Only | 12.06 | In cement mortar | 14 | cum
12.07 | Dismantling doors, windows and clerestory windows (steel or wood) shutter including chowkhats, architrave, holdfasts etc. complete and stacking within 50 metres lead : | [53 empty] | 12.07 | Dismantling doors, windows and clerestory windows (steel or wood) shutter including chowkhats, architrave, holdfasts etc. complete and stacking within 50 metres lead :
12.08 | Of area 3 sq. metres and below |  | 15 | each | 240.68 | 4118 | 211.03 | Excess(+) | 1 | Full Conversion | INR | [40 empty] | 3610.2 | 3610.2 | INR Three Thousand Six Hundred & Ten and Paise Twenty Only | 12.08 | Of area 3 sq. metres and below | 15 | each
12.09 | Of area beyond 3 sq. metres |  | 19 | each | 329.37 | 7137 | 288.79 | Excess(+) | 1 | Full Conversion | INR | [40 empty] | 6258.03 | 6258.03 | INR Six Thousand Two Hundred & Fifty Eight and Paise Three Only | 12.09 | Of area beyond 3 sq. metres | 19 | each
12.1 | Dismantling tile work in floors and roofs laid in cement mortar including stacking material within 50 metres lead. | [53 empty] | 12.1 | Dismantling tile work in floors and roofs laid in cement mortar including stacking material within 50 metres lead.
12.11 | For thickness of tiles 10 mm to 25 mm |  | 495 | sqm | 48.09 | 27151 | 42.17 | Excess(+) | 1 | Full Conversion | INR | [40 empty] | 23804.55 | 23804.55 | INR Twenty Three Thousand Eight Hundred & Four and Paise Fifty Five Only | 12.11 | For thickness of tiles 10 mm to 25 mm | 495 | sqm
12.12 | Demolishing brick tile covering in terracing including stacking of serviceable material and disposal of unserviceable material within 50 metres lead. |  | 80 | sqm | 69.79 | 6368 | 61.19 | Excess(+) | 1 | Full Conversion | INR | [40 empty] | 5583.2 | 5583.2 | INR Five Thousand Five Hundred & Eighty Three and Paise Twenty Only | 12.12 | Demolishing brick tile covering in terracing including stacking of serviceable material and disposal of unserviceable material within 50 metres lead. | 80 | sqm
12.13 | Dismantling old plaster or skirting raking out joints and cleaning the surface for plaster including disposal of rubbish to the dumping ground within 50 metres lead. |  | 173 | sqm | 34.2 | 6747 | 29.99 | Excess(+) | 1 | Full Conversion | INR | [40 empty] | 5916.6 | 5916.6 | INR Five Thousand Nine Hundred & Sixteen and Paise Sixty Only | 12.13 | Dismantling old plaster or skirting raking out joints and cleaning the surface for plaster including disposal of rubbish to the dumping ground within 50 metres lead. | 173 | sqm
12.14 | Disposal of building rubbish / malba / similar unserviceable, dismantled or waste materials by mechanical means, including loading, transporting, unloading to approved municipal dumping ground or as approved by Engineer-in-charge, beyond 50 m initial lead, for all leads including all lifts involved. |  | 150 | cum | 121.74 | 20828 | 106.74 | Excess(+) | 1 | Full Conversion | INR | [40 empty] | 18261 | 18261 | INR Eighteen Thousand Two Hundred & Sixty One Only | 12.14 | Disposal of building rubbish / malba / similar unserviceable, dismantled or waste materials by mechanical means, including loading, transporting, unloading to approved municipal dumping ground or as approved by Engineer-in-charge, beyond 50 m initial lead, for all leads including all lifts involved. | 150 | cum
13 | ROAD WORK | [53 empty] | 13 | ROAD WORK
13.01 | Providing and laying 60mm thick faciory made cement concrete interlocking paver block of M -30 grade made by block making machine with strong vibratory compaction, of approved size, design & shape, laid in required colour and pattern over and including 50mm thick compacted bed of coarse sand, filling the joints with line sand etc. all complete as per the direction of Engineer-in-charge. |  | 120 | sqm | 753.49 | 103122 | 660.67 | Excess(+) | 1 | Full Conversion | INR | [40 empty] | 90418.8 | 90418.8 | INR Ninety Thousand Four Hundred & Eighteen and Paise Eighty Only | 13.01 | Providing and laying 60mm thick faciory made cement concrete interlocking paver block of M -30 grade made by block making machine with strong vibratory compaction, of approved size, design & shape, laid in required colour and pattern over and including 50mm thick compacted bed of coarse sand, filling the joints with line sand etc. all complete as per the direction of Engineer-in-charge. | 120 | sqm
14 | SANITARY INSTALLATIONS | [53 empty] | 14 | SANITARY INSTALLATIONS
14.01 | Providing and fixing water closet squatting pan (Indian type W.C. pan ) with 100 mm sand cast Iron P or S trap, 10 litre low level white P.V.C. flushing cistern, including flush pipe, with manually controlled device (handle lever) conforming to IS : 7231, with all fittings and fixtures complete, including cutting and making good the walls and floors wherever required: | [53 empty] | 14.01 | Providing and fixing water closet squatting pan (Indian type W.C. pan ) with 100 mm sand cast Iron P or S trap, 10 litre low level white P.V.C. flushing cistern, including flush pipe, with manually controlled device (handle lever) conforming to IS : 7231, with all fittings and fixtures complete, including cutting and making good the walls and floors wherever required:
14.02 | White Vitreous china Orissa pattern W.C. pan of size 580x440 mm with integral type foot rests |  | 1 | each | 4753.62 | 5422 | 4168.01 | Excess(+) | 1 | Full Conversion | INR | [40 empty] | 4753.62 | 4753.62 | INR Four Thousand Seven Hundred & Fifty Three and Paise Sixty Two Only | 14.02 | White Vitreous china Orissa pattern W.C. pan of size 580x440 mm with integral type foot rests | 1 | each
14.03 | Providing and fixing white vitreous china pedestal type water closet (European type W.C. pan) with seat and lid, 10 litre low level white P.V.C. flushing cistern, including flush pipe, with manually controlled device (handle lever), conforming to IS : 7231, with all fittings and fixtures complete, including cutting and making good the walls and floors wherever required : | [53 empty] | 14.03 | Providing and fixing white vitreous china pedestal type water closet (European type W.C. pan) with seat and lid, 10 litre low level white P.V.C. flushing cistern, including flush pipe, with manually controlled device (handle lever), conforming to IS : 7231, with all fittings and fixtures complete, including cutting and making good the walls and floors wherever required :
14.04 | W.C. pan with ISI marked white solid plastic seat and lid |  | 1 | each | 4612.85 | 5261 | 4044.59 | Excess(+) | 1 | Full Conversion | INR | [40 empty] | 4612.85 | 4612.85 | INR Four Thousand Six Hundred & Twelve and Paise Eighty Five Only | 14.04 | W.C. pan with ISI marked white solid plastic seat and lid | 1 | each
14.05 | Providing and fixing Stainless Steel A ISI 304 (18/8) kitchen sink as per IS:13983 with C.I. brackets and stainless steel plug 40 mm, including painting of fittings and brackets, cutting and making good the walls wherever required : | [53 empty] | 14.05 | Providing and fixing Stainless Steel A ISI 304 (18/8) kitchen sink as per IS:13983 with C.I. brackets and stainless steel plug 40 mm, including painting of fittings and brackets, cutting and making good the walls wherever required :
14.06 | Kitchen sink with drain board | [53 empty] | 14.06 | Kitchen sink with drain board
14.07 | 510x1040 mm bowl depth 250 mm |  | 1 | each | 4520.78 | 5156 | 3963.86 | Excess(+) | 1 | Full Conversion | INR | [40 empty] | 4520.78 | 4520.78 | INR Four Thousand Five Hundred & Twenty and Paise Seventy Eight Only | 14.07 | 510x1040 mm bowl depth 250 mm | 1 | each
14.08 | Providing and fixing 8 mm dia C.P. / S.S. Jet with flexible tube upto 1 metre long with S.S. triangular plate to Eureopean type W.C. of quality and make as approved by Engineer - in - charge. |  | 3 | each | 260.89 | 893 | 228.75 | Excess(+) | 1 | Full Conversion | INR | [40 empty] | 782.67 | 782.67 | INR Seven Hundred & Eighty Two and Paise Sixty Seven Only | 14.08 | Providing and fixing 8 mm dia C.P. / S.S. Jet with flexible tube upto 1 metre long with S.S. triangular plate to Eureopean type W.C. of quality and make as approved by Engineer - in - charge. | 3 | each
14.09 | Providing and fixing CP Brass 32mm size Bottle Trap of approved quality & make and as per the direction of Engineer-in-charge. |  | 3 | each | 774.27 | 2649 | 678.89 | Excess(+) | 1 | Full Conversion | INR | [40 empty] | 2322.81 | 2322.81 | INR Two Thousand Three Hundred & Twenty Two and Paise Eighty One Only | 14.09 | Providing and fixing CP Brass 32mm size Bottle Trap of approved quality & make and as per the direction of Engineer-in-charge. | 3 | each
14.1 | Providing and fixing P.V.C. waste pipe for sink or wash basin including P.V.C. waste fittings complete. | [53 empty] | 14.1 | Providing and fixing P.V.C. waste pipe for sink or wash basin including P.V.C. waste fittings complete.
14.11 | Flexible pipe | [53 empty] | 14.11 | Flexible pipe
14.12 | 32 mm dia |  | 3 | each | 88.65 | 303 | 77.73 | Excess(+) | 1 | Full Conversion | INR | [40 empty] | 265.95 | 265.95 | INR Two Hundred & Sixty Five and Paise Ninety Five Only | 14.12 | 32 mm dia | 3 | each
14.13 | Providing and fixing soil, waste and vent pipes : | [53 empty] | 14.13 | Providing and fixing soil, waste and vent pipes :
14.14 | 100 mm dia | [53 empty] | 14.14 | 100 mm dia
14.15 | Centrifugally cast (spun) iron socket & spigot (S&S) pipe as per IS: 3989 |  | 18 | metre | 957.65 | 19660 | 839.68 | Excess(+) | 1 | Full Conversion | INR | [40 empty] | 17237.7 | 17237.7 | INR Seventeen Thousand Two Hundred & Thirty Seven and Paise Seventy Only | 14.15 | Centrifugally cast (spun) iron socket & spigot (S&S) pipe as per IS: 3989 | 18 | metre
14.16 | 75 mm diameter : | [53 empty] | 14.16 | 75 mm diameter :
14.17 | Centrifugally cast (spun) iron socketed pipe as per IS: 3989 |  | 5 | metre | 869.84 | 4960 | 762.68 | Excess(+) | 1 | Full Conversion | INR | [40 empty] | 4349.2 | 4349.2 | INR Four Thousand Three Hundred & Forty Nine and Paise Twenty Only | 14.17 | Centrifugally cast (spun) iron socketed pipe as per IS: 3989 | 5 | metre
14.18 | Providing and fixing bend of required degree with access door, insertion rubber washer 3 mm thick, bolts and nuts complete. | [53 empty] | 14.18 | Providing and fixing bend of required degree with access door, insertion rubber washer 3 mm thick, bolts and nuts complete.
14.19 | 100 mm dia | [53 empty] | 14.19 | 100 mm dia
14.2 | Sand cast iron S&S as per IS - 3989 |  | 8 | each | 404.78 | 3693 | 354.91 | Excess(+) | 1 | Full Conversion | INR | [40 empty] | 3238.24 | 3238.24 | INR Three Thousand Two Hundred & Thirty Eight and Paise Twenty Four Only | 14.2 | Sand cast iron S&S as per IS - 3989 | 8 | each
14.21 | Providing and fixing plain bend of required degree. | [53 empty] | 14.21 | Providing and fixing plain bend of required degree.
14.22 | 100 mm dia | [53 empty] | 14.22 | 100 mm dia
14.23 | Sand cast iron S&S as per IS : 3989 |  | 8 | each | 342.61 | 3126 | 300.4 | Excess(+) | 1 | Full Conversion | INR | [40 empty] | 2740.88 | 2740.88 | INR Two Thousand Seven Hundred & Forty and Paise Eighty Eight Only | 14.23 | Sand cast iron S&S as per IS : 3989 | 8 | each
14.24 | Providing and fixing single equal plain junction of required degree with access door, insertion rubber washer 3 mm thick, bolts and nuts complete. | [53 empty] | 14.24 | Providing and fixing single equal plain junction of required degree with access door, insertion rubber washer 3 mm thick, bolts and nuts complete.
14.25 | 100x100x100 mm | [53 empty] | 14.25 | 100x100x100 mm
14.26 | Sand cast iron S&S as per IS - 3989 |  | 6 | each | 633.54 | 4335 | 555.49 | Excess(+) | 1 | Full Conversion | INR | [40 empty] | 3801.24 | 3801.24 | INR Three Thousand Eight Hundred & One and Paise Twenty Four Only | 14.26 | Sand cast iron S&S as per IS - 3989 | 6 | each
14.27 | Providing and fixing single equal plain invert branch of required degree : | [53 empty] | 14.27 | Providing and fixing single equal plain invert branch of required degree :
14.28 | 100x100x100 mm | [53 empty] | 14.28 | 100x100x100 mm
14.29 | Sand cast iron S&S as per IS - 3989 |  | 4 | each | 530.29 | 2419 | 464.96 | Excess(+) | 1 | Full Conversion | INR | [40 empty] | 2121.16 | 2121.16 | INR Two Thousand One Hundred & Twenty One and Paise Sixteen Only | 14.29 | Sand cast iron S&S as per IS - 3989 | 4 | each
14.3 | Providing and fixing collar : | [53 empty] | 14.3 | Providing and fixing collar :
14.31 | 100 mm | [53 empty] | 14.31 | 100 mm
14.32 | Sand cast iron S&S as per IS - 3989 |  | 12 | each | 359.01 | 4913 | 314.78 | Excess(+) | 1 | Full Conversion | INR | [40 empty] | 4308.12 | 4308.12 | INR Four Thousand Three Hundred & Eight and Paise Twelve Only | 14.32 | Sand cast iron S&S as per IS - 3989 | 12 | each
14.33 | 75 mm | [53 empty] | 14.33 | 75 mm
14.34 | Sand cast iron S&S as per IS - 3989 |  | 2 | each | 224.73 | 513 | 197.05 | Excess(+) | 1 | Full Conversion | INR | [40 empty] | 449.46 | 449.46 | INR Four Hundred & Forty Nine and Paise Forty Six Only | 14.34 | Sand cast iron S&S as per IS - 3989 | 2 | each
14.35 | Providing lead caulked joints to sand cast iron/centrifugally cast (spun) iron pipes and fittings of diameter : | [53 empty] | 14.35 | Providing lead caulked joints to sand cast iron/centrifugally cast (spun) iron pipes and fittings of diameter :
14.36 | 100 mm |  | 25 | each | 422.14 | 12036 | 370.14 | Excess(+) | 1 | Full Conversion | INR | [40 empty] | 10553.5 | 10553.5 | INR Ten Thousand Five Hundred & Fifty Three and Paise Fifty Only | 14.36 | 100 mm | 25 | each
14.37 | Providing and fixing trap of self cleansing design with screwed down or hinged grating with or without vent arm complete, including cost of cutting and making good the walls and floors : | [53 empty] | 14.37 | Providing and fixing trap of self cleansing design with screwed down or hinged grating with or without vent arm complete, including cost of cutting and making good the walls and floors :
14.38 | 100 mm inlet and 100 mm outlet | [53 empty] | 14.38 | 100 mm inlet and 100 mm outlet
14.39 | Sand cast iron S&S as per IS: 3989 |  | 8 | each | 1326.22 | 12100 | 1162.84 | Excess(+) | 1 | Full Conversion | INR | [40 empty] | 10609.76 | 10609.76 | INR Ten Thousand Six Hundred & Nine and Paise Seventy Six Only | 14.39 | Sand cast iron S&S as per IS: 3989 | 8 | each
14.4 | 100 mm inlet and 75 mm outlet | [53 empty] | 14.4 | 100 mm inlet and 75 mm outlet
14.41 | Sand cast iron S&S as per IS - 3989 |  | 2 | each | 1384.88 | 3159 | 1214.27 | Excess(+) | 1 | Full Conversion | INR | [40 empty] | 2769.76 | 2769.76 | INR Two Thousand Seven Hundred & Sixty Nine and Paise Seventy Six Only | 14.41 | Sand cast iron S&S as per IS - 3989 | 2 | each
15 | WATER SUPPLY | [53 empty] | 15 | WATER SUPPLY
15.01 | Providing and fixing G.I. pipes complete with G.I. fittings and clamps, i/c cutting and making good the walls etc. Internal work - Exposed on wall | [53 empty] | 15.01 | Providing and fixing G.I. pipes complete with G.I. fittings and clamps, i/c cutting and making good the walls etc. Internal work - Exposed on wall
15.02 | 15 mm dia nominal bore |  | 20 | metre | 249.8 | 5698 | 219.03 | Excess(+) | 1 | Full Conversion | INR | [40 empty] | 4996 | 4996 | INR Four Thousand Nine Hundred & Ninety Six Only | 15.02 | 15 mm dia nominal bore | 20 | metre
15.03 | 20 mm dia nominal bore |  | 10 | metre | 301.71 | 3441 | 264.54 | Excess(+) | 1 | Full Conversion | INR | [40 empty] | 3017.1 | 3017.1 | INR Three Thousand &Seventeen and Paise Ten Only | 15.03 | 20 mm dia nominal bore | 10 | metre
15.04 | 25 mm dia nominal bore |  | 25 | metre | 384.04 | 10950 | 336.73 | Excess(+) | 1 | Full Conversion | INR | [40 empty] | 9601 | 9601 | INR Nine Thousand Six Hundred & One Only | 15.04 | 25 mm dia nominal bore | 25 | metre
15.05 | 32 mm dia nominal bore |  | 15 | metre | 464.45 | 7946 | 407.23 | Excess(+) | 1 | Full Conversion | INR | [40 empty] | 6966.75 | 6966.75 | INR Six Thousand Nine Hundred & Sixty Six and Paise Seventy Five Only | 15.05 | 32 mm dia nominal bore | 15 | metre
15.06 | Providing and fixing G.I. Pipes complete with G.I. fittings and clamps, i/c making good the walls etc. concealed pipe, including painting with anti corrosive bitumastic paint, cutting chases and making good the wall : | [53 empty] | 15.06 | Providing and fixing G.I. Pipes complete with G.I. fittings and clamps, i/c making good the walls etc. concealed pipe, including painting with anti corrosive bitumastic paint, cutting chases and making good the wall :
15.07 | 15 mm dia nominal bore |  | 20 | metre | 392.46 | 8952 | 344.11 | Excess(+) | 1 | Full Conversion | INR | [40 empty] | 7849.2 | 7849.2 | INR Seven Thousand Eight Hundred & Forty Nine and Paise Twenty Only | 15.07 | 15 mm dia nominal bore | 20 | metre
15.08 | 20 mm dia nominal bore |  | 30 | metre | 433.23 | 14823 | 379.86 | Excess(+) | 1 | Full Conversion | INR | [40 empty] | 12996.9 | 12996.9 | INR Twelve Thousand Nine Hundred & Ninety Six and Paise Ninety Only | 15.08 | 20 mm dia nominal bore | 30 | metre
15.09 | Providing and fixing G.I. pipes complete with G.I. fittings including trenching and refilling etc. External work | [53 empty] | 15.09 | Providing and fixing G.I. pipes complete with G.I. fittings including trenching and refilling etc. External work
15.1 | 25 mm dia nominal bore |  | 20 | metre | 319.64 | 7291 | 280.26 | Excess(+) | 1 | Full Conversion | INR | [40 empty] | 6392.8 | 6392.8 | INR Six Thousand Three Hundred & Ninety Two and Paise Eighty Only | 15.1 | 25 mm dia nominal bore | 20 | metre
15.11 | 32 mm dia nominal bore |  | 40 | metre | 372.38 | 16988 | 326.51 | Excess(+) | 1 | Full Conversion | INR | [40 empty] | 14895.2 | 14895.2 | INR Fourteen Thousand Eight Hundred & Ninety Five and Paise Twenty Only | 15.11 | 32 mm dia nominal bore | 40 | metre
15.12 | Making connection of G.I. distribution branch with G.I. main of following sizes by providing and fixing tee, including cutting and threading the pipe etc. complete : | [53 empty] | 15.12 | Making connection of G.I. distribution branch with G.I. main of following sizes by providing and fixing tee, including cutting and threading the pipe etc. complete :
15.13 | 25 to 40 mm nominal bore |  | 2 | each | 590.49 | 1347 | 517.75 | Excess(+) | 1 | Full Conversion | INR | [40 empty] | 1180.98 | 1180.98 | INR One Thousand One Hundred & Eighty and Paise Ninety Eight Only | 15.13 | 25 to 40 mm nominal bore | 2 | each
15.14 | Providing and fixing gun metal gate valve with C.I. wheel of approved quality (screwed end) : | [53 empty] | 15.14 | Providing and fixing gun metal gate valve with C.I. wheel of approved quality (screwed end) :
15.15 | 25 mm nominal bore |  | 3 | each | 435.91 | 1491 | 382.21 | Excess(+) | 1 | Full Conversion | INR | [40 empty] | 1307.73 | 1307.73 | INR One Thousand Three Hundred & Seven and Paise Seventy Three Only | 15.15 | 25 mm nominal bore | 3 | each
15.16 | 20 mm nominal bore |  | 3 | each | 403.51 | 1381 | 353.8 | Excess(+) | 1 | Full Conversion | INR | [40 empty] | 1210.53 | 1210.53 | INR One Thousand Two Hundred & Ten and Paise Fifty Three Only | 15.16 | 20 mm nominal bore | 3 | each
15.17 | 32 mm nominal bore. |  | 3 | each | 509.64 | 1744 | 446.86 | Excess(+) | 1 | Full Conversion | INR | [40 empty] | 1528.92 | 1528.92 | INR One Thousand Five Hundred & Twenty Eight and Paise Ninety Two Only | 15.17 | 32 mm nominal bore. | 3 | each
15.18 | Providing and fixing ball valve (brass) of approved quality, High or low pressure, with plastic floats complete : | [53 empty] | 15.18 | Providing and fixing ball valve (brass) of approved quality, High or low pressure, with plastic floats complete :
15.19 | 15 mm nominal bore |  | 1 | each | 296.98 | 339 | 260.39 | Excess(+) | 1 | Full Conversion | INR | [40 empty] | 296.98 | 296.98 | INR Two Hundred & Ninety Six and Paise Ninety Eight Only | 15.19 | 15 mm nominal bore | 1 | each
15.2 | Providing and fixing uplasticised PVC connection pipe with brass unions : | [53 empty] | 15.2 | Providing and fixing uplasticised PVC connection pipe with brass unions :
15.21 | 30 cm length | [53 empty] | 15.21 | 30 cm length
15.22 | 15 mm nominal bore |  | 12 | each | 63.88 | 874 | 56.01 | Excess(+) | 1 | Full Conversion | INR | [40 empty] | 766.56 | 766.56 | INR Seven Hundred & Sixty Six and Paise Fifty Six Only | 15.22 | 15 mm nominal bore | 12 | each
15.23 | Constructing masonry Chamber 30x30x50 cm inside, in brick work in cement mortar 1:4 (1 cement :4 coarse sand) for stop cock, with C. I. surface box 100x100 x75 mm (inside) with hinged cover fixed in cement concrete slab 1:2:4 mix (1 cement : 2 coarse sand : 4 graded stone aggregate 20 mm nominal size), i/c necessary excavation, foundation concrete 1:5:10 ( 1 cement : 5 fine sand : 10 graded stone aggregate 40mm nominal size ) and inside plastering with cement mortar 1:3 (1 cement : 3 coarse sand) 12mm thick, finished with a floating coat of neat cement complete as per standard design : | [53 empty] | 15.23 | Constructing masonry Chamber 30x30x50 cm inside, in brick work in cement mortar 1:4 (1 cement :4 coarse sand) for stop cock, with C. I. surface box 100x100 x75 mm (inside) with hinged cover fixed in cement concrete slab 1:2:4 mix (1 cement : 2 coarse sand : 4 graded stone aggregate 20 mm nominal size), i/c necessary excavation, foundation concrete 1:5:10 ( 1 cement : 5 fine sand : 10 graded stone aggregate 40mm nominal size ) and inside plastering with cement mortar 1:3 (1 cement : 3 coarse sand) 12mm thick, finished with a floating coat of neat cement complete as per standard design :
15.24 | With common burnt clay F.P.S.(non modular) bricks of class designation 7.5 |  | 3 | each | 1387.51 | 4747 | 1216.58 | Excess(+) | 1 | Full Conversion | INR | [40 empty] | 4162.53 | 4162.53 | INR Four Thousand One Hundred & Sixty Two and Paise Fifty Three Only | 15.24 | With common burnt clay F.P.S.(non modular) bricks of class designation 7.5 | 3 | each
15.25 | Painting G.I. pipes and fittings with synthetic enamel white paint with two coats over a ready mixed priming coat, both of approved quality for new work : | [53 empty] | 15.25 | Painting G.I. pipes and fittings with synthetic enamel white paint with two coats over a ready mixed priming coat, both of approved quality for new work :
15.26 | 15 mm diameter pipe |  | 20 | metre | 13.33 | 304 | 11.69 | Excess(+) | 1 | Full Conversion | INR | [40 empty] | 266.6 | 266.6 | INR Two Hundred & Sixty Six and Paise Sixty Only | 15.26 | 15 mm diameter pipe | 20 | metre
15.27 | 20 mm diameter pipe |  | 10 | metre | 15.91 | 182 | 13.95 | Excess(+) | 1 | Full Conversion | INR | [40 empty] | 159.1 | 159.1 | INR One Hundred & Fifty Nine and Paise Ten Only | 15.27 | 20 mm diameter pipe | 10 | metre
15.28 | 25 mm diameter pipe |  | 25 | metre | 20.78 | 593 | 18.22 | Excess(+) | 1 | Full Conversion | INR | [40 empty] | 519.5 | 519.5 | INR Five Hundred & Nineteen and Paise Fifty Only | 15.28 | 25 mm diameter pipe | 25 | metre
15.29 | 32 mm diameter pipe |  | 15 | metre | 24.9 | 426 | 21.83 | Excess(+) | 1 | Full Conversion | INR | [40 empty] | 373.5 | 373.5 | INR Three Hundred & Seventy Three and Paise Fifty Only | 15.29 | 32 mm diameter pipe | 15 | metre
15.3 | Providing and fixing G.I. Union in G.I. pipe including cutting and threading the pipe and making long screws etc. complete (New work) : | [53 empty] | 15.3 | Providing and fixing G.I. Union in G.I. pipe including cutting and threading the pipe and making long screws etc. complete (New work) :
15.31 | 15 mm nominal bore |  | 12 | each | 206.71 | 2829 | 181.25 | Excess(+) | 1 | Full Conversion | INR | [40 empty] | 2480.52 | 2480.52 | INR Two Thousand Four Hundred & Eighty and Paise Fifty Two Only | 15.31 | 15 mm nominal bore | 12 | each
15.32 | 20 mm nominal bore |  | 6 | each | 228.98 | 1567 | 200.77 | Excess(+) | 1 | Full Conversion | INR | [40 empty] | 1373.88 | 1373.88 | INR One Thousand Three Hundred & Seventy Three and Paise Eighty Eight Only | 15.32 | 20 mm nominal bore | 6 | each
15.33 | 25 mm nominal bore |  | 6 | each | 298.2 | 2041 | 261.46 | Excess(+) | 1 | Full Conversion | INR | [40 empty] | 1789.2 | 1789.2 | INR One Thousand Seven Hundred & Eighty Nine and Paise Twenty Only | 15.33 | 25 mm nominal bore | 6 | each
15.34 | 32 mm nominal bore |  | 6 | each | 336.91 | 2306 | 295.41 | Excess(+) | 1 | Full Conversion | INR | [40 empty] | 2021.46 | 2021.46 | INR Two Thousand &Twenty One and Paise Forty Six Only | 15.34 | 32 mm nominal bore | 6 | each
15.35 | Providing and placing on terrace (at all floor levels) polyethylene water storage tank, IS : 12701 marked, with cover and suitable locking arrangement and making necessary holes for inlet, outlet and overflow pipes but without fittings and the base support for tank. |  | 2000 | per litre | 7.72 | 17600 | 6.77 | Excess(+) | 1 | Full Conversion | INR | [40 empty] | 15440 | 15440 | INR Fifteen Thousand Four Hundred & Forty Only | 15.35 | Providing and placing on terrace (at all floor levels) polyethylene water storage tank, IS : 12701 marked, with cover and suitable locking arrangement and making necessary holes for inlet, outlet and overflow pipes but without fittings and the base support for tank. | 2000 | per litre
15.36 | Providing and fixing C.P. brass long body bib cock of approved quality conforming to IS standards and weighing not less than 690 gms. | [53 empty] | 15.36 | Providing and fixing C.P. brass long body bib cock of approved quality conforming to IS standards and weighing not less than 690 gms.
15.37 | 15 mm nominal bore |  | 6 | each | 484.31 | 3314 | 424.65 | Excess(+) | 1 | Full Conversion | INR | [40 empty] | 2905.86 | 2905.86 | INR Two Thousand Nine Hundred & Five and Paise Eighty Six Only | 15.37 | 15 mm nominal bore | 6 | each
15.38 | Providing and fixing C.P. brass stop cock (concealed) of standard design and of approved make conforming to IS:8931. | [53 empty] | 15.38 | Providing and fixing C.P. brass stop cock (concealed) of standard design and of approved make conforming to IS:8931.
15.39 | 15 mm nominal bore |  | 2 | each | 531.57 | 1213 | 466.09 | Excess(+) | 1 | Full Conversion | INR | [40 empty] | 1063.14 | 1063.14 | INR One Thousand &Sixty Three and Paise Fourteen Only | 15.39 | 15 mm nominal bore | 2 | each
15.4 | Providing and fixing C.P. brass angle valve for basin mixer and geyser points of approved quality conforming to IS:8931 | [53 empty] | 15.4 | Providing and fixing C.P. brass angle valve for basin mixer and geyser points of approved quality conforming to IS:8931
15.41 | 15mm nominal bore |  | 6 | each | 466.46 | 3192 | 409 | Excess(+) | 1 | Full Conversion | INR | [40 empty] | 2798.76 | 2798.76 | INR Two Thousand Seven Hundred & Ninety Eight and Paise Seventy Six Only | 15.41 | 15mm nominal bore | 6 | each
15.42 | Providing and fixing C.P. Brass extension nipple (size 15mmx50mm) of approved make and quality as per direction of Engineer-in-charge. |  | 12 | each | 53.7 | 735 | 47.08 | Excess(+) | 1 | Full Conversion | INR | [40 empty] | 644.4 | 644.4 | INR Six Hundred & Forty Four and Paise Forty Only | 15.42 | Providing and fixing C.P. Brass extension nipple (size 15mmx50mm) of approved make and quality as per direction of Engineer-in-charge. | 12 | each
15.43 | Cutting holes up to 15x15 cm in R.C.C. floors and roofs for passing drain pipe etc. and repairing the hole after insertion of drain pipe etc. with cement concrete 1:2:4 (1 cement : 2 coarse sand : 4 graded stone aggregate 20 mm nominal size), including finishing complete so as to make it leak proof. |  | 12 | each | 302.15 | 4135 | 264.93 | Excess(+) | 1 | Full Conversion | INR | [40 empty] | 3625.8 | 3625.8 | INR Three Thousand Six Hundred & Twenty Five and Paise Eighty Only | 15.43 | Cutting holes up to 15x15 cm in R.C.C. floors and roofs for passing drain pipe etc. and repairing the hole after insertion of drain pipe etc. with cement concrete 1:2:4 (1 cement : 2 coarse sand : 4 graded stone aggregate 20 mm nominal size), including finishing complete so as to make it leak proof. | 12 | each
15.44 | Making hole up to 20x20 cm and embedding pipes up to 150 mm diameter in masonry and filling with cement concrete 1:3:6 (1 cement : 3 coarse sand: 6 graded stone aggregate 20 mm nominal size) including disposal of malba. |  | 6 | metre | 157.96 | 1081 | 138.5 | Excess(+) | 1 | Full Conversion | INR | [40 empty] | 947.76 | 947.76 | INR Nine Hundred & Forty Seven and Paise Seventy Six Only | 15.44 | Making hole up to 20x20 cm and embedding pipes up to 150 mm diameter in masonry and filling with cement concrete 1:3:6 (1 cement : 3 coarse sand: 6 graded stone aggregate 20 mm nominal size) including disposal of malba. | 6 | metre
16 | DRAINAGE | [53 empty] | 16 | DRAINAGE
16.01 | Providing, laying and jointing glazed stoneware pipes class SP-1 with stiff mixture of cement mortar in the proportion of 1:1 (1 cement : 1 fine sand) including testing of joints etc. complete : | [53 empty] | 16.01 | Providing, laying and jointing glazed stoneware pipes class SP-1 with stiff mixture of cement mortar in the proportion of 1:1 (1 cement : 1 fine sand) including testing of joints etc. complete :
16.02 | 150 mm diameter |  | 25 | metre | 438.58 | 12505 | 384.55 | Excess(+) | 1 | Full Conversion | INR | [40 empty] | 10964.5 | 10964.5 | INR Ten Thousand Nine Hundred & Sixty Four and Paise Fifty Only | 16.02 | 150 mm diameter | 25 | metre
16.03 | Providing and laying cement concrete 1:5:10 (1 cement : 5 coarse sand : 10 graded stone aggregate 40 mm nominal size) all-round S.W. pipes including bed concrete as per standard design : | [53 empty] | 16.03 | Providing and laying cement concrete 1:5:10 (1 cement : 5 coarse sand : 10 graded stone aggregate 40 mm nominal size) all-round S.W. pipes including bed concrete as per standard design :
16.04 | 150 mm diameter S.W. pipe |  | 25 | metre | 876.06 | 24979 | 768.14 | Excess(+) | 1 | Full Conversion | INR | [40 empty] | 21901.5 | 21901.5 | INR Twenty One Thousand Nine Hundred & One and Paise Fifty Only | 16.04 | 150 mm diameter S.W. pipe | 25 | metre
16.05 | Providing and fixing square-mouth S.W. gully trap class SP-1 complete with C.I. grating brick masonry chamber with water tight C.I. cover with frame of 300 x300 mm size (inside) the weight of cover to be not less than 4.50 kg and frame to be not less than 2.70 kg as per standard design: | [53 empty] | 16.05 | Providing and fixing square-mouth S.W. gully trap class SP-1 complete with C.I. grating brick masonry chamber with water tight C.I. cover with frame of 300 x300 mm size (inside) the weight of cover to be not less than 4.50 kg and frame to be not less than 2.70 kg as per standard design:
16.06 | 150 x 100 mm size P type | [53 empty] | 16.06 | 150 x 100 mm size P type
16.07 | With common burnt clay F.P.S. (non modular) bricks of class designation 7.5 |  | 3 | each | 2031.92 | 6952 | 1781.6 | Excess(+) | 1 | Full Conversion | INR | [40 empty] | 6095.76 | 6095.76 | INR Six Thousand &Ninety Five and Paise Seventy Six Only | 16.07 | With common burnt clay F.P.S. (non modular) bricks of class designation 7.5 | 3 | each
16.08 | Constructing brick masonry manhole in cement mortar 1:4 ( 1 cement : 4 coarse sand ) with R.C.C. top slab with 1:1.5:3 mix (1 cement : 1.5 coarse sand (zone-III) : 3 graded stone aggregate 20 mm nominal size), foundation concrete 1:4:8 mix (1 cement : 4 coarse sand (Zone-III) : 8 graded stone aggregate 40 mm nominal size), inside plastering 12 mm thick with cement mortar 1:3 (1 cement : 3 coarse sand) finished with floating coat of neat cement and making channels in cement concrete 1:2:4 (1 cement : 2 coarse sand : 4 graded stone aggregate 20 mm nominal size) finished with a floating coat of neat cement complete as per standard design : | [53 empty] | 16.08 | Constructing brick masonry manhole in cement mortar 1:4 ( 1 cement : 4 coarse sand ) with R.C.C. top slab with 1:1.5:3 mix (1 cement : 1.5 coarse sand (zone-III) : 3 graded stone aggregate 20 mm nominal size), foundation concrete 1:4:8 mix (1 cement : 4 coarse sand (Zone-III) : 8 graded stone aggregate 40 mm nominal size), inside plastering 12 mm thick with cement mortar 1:3 (1 cement : 3 coarse sand) finished with floating coat of neat cement and making channels in cement concrete 1:2:4 (1 cement : 2 coarse sand : 4 graded stone aggregate 20 mm nominal size) finished with a floating coat of neat cement complete as per standard design :
16.09 | Inside size 90x80 cm and 45 cm deep including C.I. cover with frame (light duty) 455x610 mm internal dimensions, total weight of cover and frame to be not less than 38 kg (weight of cover 23 kg and weight of frame 15 kg) : | [53 empty] | 16.09 | Inside size 90x80 cm and 45 cm deep including C.I. cover with frame (light duty) 455x610 mm internal dimensions, total weight of cover and frame to be not less than 38 kg (weight of cover 23 kg and weight of frame 15 kg) :
16.1 | With common burnt clay F.P.S. (non modular) bricks of class designation 7.5 |  | 2 | each | 9561.64 | 21810 | 8383.73 | Excess(+) | 1 | Full Conversion | INR | [40 empty] | 19123.28 | 19123.28 | INR Nineteen Thousand One Hundred & Twenty Three and Paise Twenty Eight Only | 16.1 | With common burnt clay F.P.S. (non modular) bricks of class designation 7.5 | 2 | each
16.11 | Making connection of drain or sewer line with existing manhole including breaking into and making good the walls, floors with cement concrete 1:2:4 mix (1 cement : 2 coarse sand : 4 graded stone aggregate 20 mm nominal size) cement plastered on both sides with cement mortar 1:3 (1 cement : 3 coarse sand), finished with a floating coat of neat cement and making necessary channels for the drain etc. complete : | [53 empty] | 16.11 | Making connection of drain or sewer line with existing manhole including breaking into and making good the walls, floors with cement concrete 1:2:4 mix (1 cement : 2 coarse sand : 4 graded stone aggregate 20 mm nominal size) cement plastered on both sides with cement mortar 1:3 (1 cement : 3 coarse sand), finished with a floating coat of neat cement and making necessary channels for the drain etc. complete :
16.12 | For pipes 100 to 250 mm diameter |  | 2 | each | 546.69 | 1247 | 479.34 | Excess(+) | 1 | Full Conversion | INR | [40 empty] | 1093.38 | 1093.38 | INR One Thousand &Ninety Three and Paise Thirty Eight Only | 16.12 | For pipes 100 to 250 mm diameter | 2 | each
17 | ALUMINIUM WORK | [53 empty] | 17 | ALUMINIUM WORK
17.01 | Providing and fixing aluminium work for doors, windows, ventilators and partitions with extruded built up standard tubular sections/ appropriate Z sections and other sections of approved make conforming to IS: 733 and IS: 1285, fixing with dash fasteners of required dia and size, including necessary filling up the gaps at junctions, i.e. at top, bottom and sides with required EPDM rubber/ neoprene gasket etc. Aluminium sections shall be smooth, rust free, straight, mitred and jointed mechanically wherever required including cleat angle, Aluminium snap beading for glazing / paneling, C.P. brass / stainless steel screws, all complete as per architectural drawings and the directions of Engineer-in-charge. (Glazing, paneling and dash fasteners to be paid for separately) : | [53 empty] | 17.01 | Providing and fixing aluminium work for doors, windows, ventilators and partitions with extruded built up standard tubular sections/ appropriate Z sections and other sections of approved make conforming to IS: 733 and IS: 1285, fixing with dash fasteners of required dia and size, including necessary filling up the gaps at junctions, i.e. at top, bottom and sides with required EPDM rubber/ neoprene gasket etc. Aluminium sections shall be smooth, rust free, straight, mitred and jointed mechanically wherever required including cleat angle, Aluminium snap beading for glazing / paneling, C.P. brass / stainless steel screws, all complete as per architectural drawings and the directions of Engineer-in-charge. (Glazing, paneling and dash fasteners to be paid for separately) :
17.02 | For fixed portion | [53 empty] | 17.02 | For fixed portion
17.03 | Anodised aluminium (anodised transparent or dyed to required shade according to IS: 1868, Minimum anodic coating of grade AC 15) |  | 590 | kg | 371.72 | 250131 | 325.93 | Excess(+) | 1 | Full Conversion | INR | [40 empty] | 219314.8 | 219314.8 | INR Two Lakh Nineteen Thousand Three Hundred & Fourteen and Paise Eighty Only | 17.03 | Anodised aluminium (anodised transparent or dyed to required shade according to IS: 1868, Minimum anodic coating of grade AC 15) | 590 | kg
17.04 | For shutters of doors, windows & ventilators including providing and fixing hinges/ pivots and making provision for fixing of fittings wherever required including the cost of EPDM rubber / neoprene gasket required (Fittings shall be paid for separately) | [53 empty] | 17.04 | For shutters of doors, windows & ventilators including providing and fixing hinges/ pivots and making provision for fixing of fittings wherever required including the cost of EPDM rubber / neoprene gasket required (Fittings shall be paid for separately)
17.05 | Anodised aluminium (anodised transparent or dyed to required shade according to IS: 1868, Minimum anodic coating of grade AC 15) |  | 920 | kg | 450.15 | 472328 | 394.7 | Excess(+) | 1 | Full Conversion | INR | [40 empty] | 414138 | 414138 | INR Four Lakh Fourteen Thousand One Hundred & Thirty Eight Only | 17.05 | Anodised aluminium (anodised transparent or dyed to required shade according to IS: 1868, Minimum anodic coating of grade AC 15) | 920 | kg
17.06 | Providing and fixing 12 mm thick prelaminated particle board flat pressed three layer or graded wood particle board conforming to IS: 12823 Grade l Type ll, in panelling fixed in aluminum doors, windows shutters and partition frames with C.P. brass / stainless steel screws etc. complete as per architectural drawings and directions of engineer-in-charge. | [53 empty] | 17.06 | Providing and fixing 12 mm thick prelaminated particle board flat pressed three layer or graded wood particle board conforming to IS: 12823 Grade l Type ll, in panelling fixed in aluminum doors, windows shutters and partition frames with C.P. brass / stainless steel screws etc. complete as per architectural drawings and directions of engineer-in-charge.
17.07 | Pre-laminated particle board with decorative lamination on both sides |  | 24 | sqm | 917.93 | 25126 | 804.85 | Excess(+) | 1 | Full Conversion | INR | [40 empty] | 22030.32 | 22030.32 | INR Twenty Two Thousand &Thirty and Paise Thirty Two Only | 17.07 | Pre-laminated particle board with decorative lamination on both sides | 24 | sqm
17.08 | Providing and fixing glazing in aluminium door, window, ventilator shutters and partitions etc. with EPDM rubber / neoprene gasket etc. complete as per the architectural drawings and the directions of engineer-in-charge . (Cost of aluminium snap beading shall be paid in basic item): | [53 empty] | 17.08 | Providing and fixing glazing in aluminium door, window, ventilator shutters and partitions etc. with EPDM rubber / neoprene gasket etc. complete as per the architectural drawings and the directions of engineer-in-charge . (Cost of aluminium snap beading shall be paid in basic item):
17.09 | With float glass panes of 5 mm thickness (weight not less than 12.50 kg/sqm) |  | 49 | sqm | 1136.69 | 63524 | 996.66 | Excess(+) | 1 | Full Conversion | INR | [40 empty] | 55697.81 | 55697.81 | INR Fifty Five Thousand Six Hundred & Ninety Seven and Paise Eighty One Only | 17.09 | With float glass panes of 5 mm thickness (weight not less than 12.50 kg/sqm) | 49 | sqm
17.1 | Providing and fixing double action hydraulic floor spring of approved brand and manufacture conforming to IS : 6315, having brand logo embossed on the body / plate with double spring mechanism and door weight upto 125 kg, for doors, including cost of cutting floors, embedding in floors as required and making good the same matching to the existing floor finishing and cover plates with brass pivot and single piece M.S. sheet outer box with slide plate etc. complete as per the direction of Engineer-in-charge. | [53 empty] | 17.1 | Providing and fixing double action hydraulic floor spring of approved brand and manufacture conforming to IS : 6315, having brand logo embossed on the body / plate with double spring mechanism and door weight upto 125 kg, for doors, including cost of cutting floors, embedding in floors as required and making good the same matching to the existing floor finishing and cover plates with brass pivot and single piece M.S. sheet outer box with slide plate etc. complete as per the direction of Engineer-in-charge.
17.11 | With stainless steel cover plate minimum 1.25 mm thickness |  | 23 | each | 2115.3 | 55488 | 1854.71 | Excess(+) | 1 | Full Conversion | INR | [40 empty] | 48651.9 | 48651.9 | INR Forty Eight Thousand Six Hundred & Fifty One and Paise Ninety Only | 17.11 | With stainless steel cover plate minimum 1.25 mm thickness | 23 | each
17.12 | Filling the gap in between aluminium frame & adjacent RCC/ Brick/ Stone work by providing weather silicon sealant over backer rod of approved quality as per architectural drawings and direction of Engineer-in-charge complete. | [53 empty] | 17.12 | Filling the gap in between aluminium frame & adjacent RCC/ Brick/ Stone work by providing weather silicon sealant over backer rod of approved quality as per architectural drawings and direction of Engineer-in-charge complete.
17.13 | Upto 5mm depth and 5 mm width |  | 20 | metre | 69.66 | 1589 | 61.08 | Excess(+) | 1 | Full Conversion | INR | [40 empty] | 1393.2 | 1393.2 | INR One Thousand Three Hundred & Ninety Three and Paise Twenty Only | 17.13 | Upto 5mm depth and 5 mm width | 20 | metre
17.14 | Extra for applying additional anodic coating AC 25 instead of AC 15 to aluminium extruded sections. | [53 empty] | 17.14 | Extra for applying additional anodic coating AC 25 instead of AC 15 to aluminium extruded sections.
17.15 | For fixed portion |  | 590 | kg | 11.75 | 7906 | 10.3 | Excess(+) | 1 | Full Conversion | INR | [40 empty] | 6932.5 | 6932.5 | INR Six Thousand Nine Hundred & Thirty Two and Paise Fifty Only | 17.15 | For fixed portion | 590 | kg
17.16 | For shutters of doors, windows & ventilators |  | 920 | kg | 11.75 | 12328 | 10.3 | Excess(+) | 1 | Full Conversion | INR | [40 empty] | 10810 | 10810 | INR Ten Thousand Eight Hundred & Ten Only | 17.16 | For shutters of doors, windows & ventilators | 920 | kg
17.17 | Providing and fixing double glazed hermetically sealed glazing in aluminium windows, ventilators and partition etc. with 6 mm thick clear float glass both side, having 12 mm air gap, including providing EPDM gasket, perforated aluminium spacers, desiccants, sealant (Both primary and secondary sealant) etc. as per specifications, drawings and direction of Engineer-in-charge complete. |  | 6.5 | sqm | 3424.24 | 25385 | 3002.4 | Excess(+) | 1 | Full Conversion | INR | [40 empty] | 22257.56 | 22257.56 | INR Twenty Two Thousand Two Hundred & Fifty Seven and Paise Fifty Six Only | 17.17 | Providing and fixing double glazed hermetically sealed glazing in aluminium windows, ventilators and partition etc. with 6 mm thick clear float glass both side, having 12 mm air gap, including providing EPDM gasket, perforated aluminium spacers, desiccants, sealant (Both primary and secondary sealant) etc. as per specifications, drawings and direction of Engineer-in-charge complete. | 6.5 | sqm
17.18 | Providing and fixing stainless steel (SS 304 grade) adjustable friction windows stays of approved quality with necessary stainless steel screws etc. to the side hung windows as per direction of Engineer-in-charge complete. | [53 empty] | 17.18 | Providing and fixing stainless steel (SS 304 grade) adjustable friction windows stays of approved quality with necessary stainless steel screws etc. to the side hung windows as per direction of Engineer-in-charge complete.
17.19 | 255 X 19 mm |  | 12 | each | 282.9 | 3872 | 248.05 | Excess(+) | 1 | Full Conversion | INR | [40 empty] | 3394.8 | 3394.8 | INR Three Thousand Three Hundred & Ninety Four and Paise Eighty Only | 17.19 | 255 X 19 mm | 12 | each
17.2 | 355 X 19 mm |  | 12 | each | 251.21 | 3438 | 220.26 | Excess(+) | 1 | Full Conversion | INR | [40 empty] | 3014.52 | 3014.52 | INR Three Thousand &Fourteen and Paise Fifty Two Only | 17.2 | 355 X 19 mm | 12 | each
17.21 | 510 X 19 mm |  | 12 | each | 638.36 | 8737 | 559.72 | Excess(+) | 1 | Full Conversion | INR | [40 empty] | 7660.32 | 7660.32 | INR Seven Thousand Six Hundred & Sixty and Paise Thirty Two Only | 17.21 | 510 X 19 mm | 12 | each
17.22 | Providing and fixing aluminium tubular handle bar 32 mm outer dia, 3.0 mm thick & 2100 mm long with SS screws etc .complete as per direction of Engineer-in-Charge. | [53 empty] | 17.22 | Providing and fixing aluminium tubular handle bar 32 mm outer dia, 3.0 mm thick & 2100 mm long with SS screws etc .complete as per direction of Engineer-in-Charge.
17.23 | Anodized (AC 15 ) aluminium tubular handle bar |  | 46 | each | 449.19 | 23566 | 393.85 | Excess(+) | 1 | Full Conversion | INR | [40 empty] | 20662.74 | 20662.74 | INR Twenty Thousand Six Hundred & Sixty Two and Paise Seventy Four Only | 17.23 | Anodized (AC 15 ) aluminium tubular handle bar | 46 | each
17.24 | Providing and fixing Brass 100mm mortice latch and lock with 6 levers without pair of handles (best make of approved quality) for aluminium doors including necessary cutting and making good etc. complete. |  | 23 | each | 402.06 | 10547 | 352.53 | Excess(+) | 1 | Full Conversion | INR | [40 empty] | 9247.38 | 9247.38 | INR Nine Thousand Two Hundred & Forty Seven and Paise Thirty Eight Only | 17.24 | Providing and fixing Brass 100mm mortice latch and lock with 6 levers without pair of handles (best make of approved quality) for aluminium doors including necessary cutting and making good etc. complete. | 23 | each
17.25 | Providing and fixing anodised aluminium (anodised transparent or dyed to required shade according to IS: 1868. Minimum anodic coating of grade AC 15) sub frame work for windows and ventilators with extruded built up standard tubular sections of approved make conforming to IS: 733 and IS: 1285, fixed with dash fastener of required dia and size (Dash fastener to be paid for separately). |  | 8 | kg | 311.05 | 2838 | 272.73 | Excess(+) | 1 | Full Conversion | INR | [40 empty] | 2488.4 | 2488.4 | INR Two Thousand Four Hundred & Eighty Eight and Paise Forty Only | 17.25 | Providing and fixing anodised aluminium (anodised transparent or dyed to required shade according to IS: 1868. Minimum anodic coating of grade AC 15) sub frame work for windows and ventilators with extruded built up standard tubular sections of approved make conforming to IS: 733 and IS: 1285, fixed with dash fastener of required dia and size (Dash fastener to be paid for separately). | 8 | kg
18 | WATER PROOFING | [53 empty] | 18 | WATER PROOFING
18.01 | Providing and applying fibre reinforced elastomeric liquid water proofing membrane with resilient acrylic polymers having Sun Reflectivity Index (SRI) of 105 on top of concrete roof in three coats @10.76 litre/ 10 sqm. One coat of self-priming of elastomeric waterproofing liquid (dilution with water in the ratio of 3:1) and two coats of undiluted elastomeric waterproofing liquid (dry film thickness of complete application/system not less than 500 microns). The operation shall be carried out after scrapping and properly cleaning the surface to remove loose particles with wire brushes, complete in all respect as per the direction of Engineer-in-Charge. |  | 235 | sqm | 364.45 | 97678 | 319.55 | Excess(+) | 1 | Full Conversion | INR | [40 empty] | 85645.75 | 85645.75 | INR Eighty Five Thousand Six Hundred & Forty Five and Paise Seventy Five Only | 18.01 | Providing and applying fibre reinforced elastomeric liquid water proofing membrane with resilient acrylic polymers having Sun Reflectivity Index (SRI) of 105 on top of concrete roof in three coats @10.76 litre/ 10 sqm. One coat of self-priming of elastomeric waterproofing liquid (dilution with water in the ratio of 3:1) and two coats of undiluted elastomeric waterproofing liquid (dry film thickness of complete application/system not less than 500 microns). The operation shall be carried out after scrapping and properly cleaning the surface to remove loose particles with wire brushes, complete in all respect as per the direction of Engineer-in-Charge. | 235 | sqm
19 | NEW TECHNOLOGIES AND MATERIALS | [53 empty] | 19 | NEW TECHNOLOGIES AND MATERIALS
19.01 | Providing, mixing and applying SBR polymer (of approved make @ minimum 2% by wt. of cement used) modified plain/reinforced cement concrete for structural members having minimum characteristic compressive strength [with ordinary portland cement, coarse sand and graded stone aggregate of 10mm maximum size in proportion as per design criteria] with specified average thickness. | [53 empty] | 19.01 | Providing, mixing and applying SBR polymer (of approved make @ minimum 2% by wt. of cement used) modified plain/reinforced cement concrete for structural members having minimum characteristic compressive strength [with ordinary portland cement, coarse sand and graded stone aggregate of 10mm maximum size in proportion as per design criteria] with specified average thickness.
19.02 | 50mm thick in Grade M 25 with cement content not less than 330 kg per cum |  | 10 | sqm | 473.39 | 5399 | 415.07 | Excess(+) | 1 | Full Conversion | INR | [40 empty] | 4733.9 | 4733.9 | INR Four Thousand Seven Hundred & Thirty Three and Paise Ninety Only | 19.02 | 50mm thick in Grade M 25 with cement content not less than 330 kg per cum | 10 | sqm
20 | MINOR CIVIL MAINTENANCE WORK. | [53 empty] | 20 | MINOR CIVIL MAINTENANCE WORK.
20.01 | Providing and laying cement concrete of specified grade i/c the cost of centring and shuttering, All work upto plinth level. (1 cement :5 coarse sand : 10 graded brick aggregate 40 mm nominal size). |  | 20 | Each | 4836.61 | 110323 | 4240.78 | Excess(+) | 1 | Full Conversion | INR | [40 empty] | 96732.2 | 96732.2 | INR Ninety Six Thousand Seven Hundred & Thirty Two and Paise Twenty Only | 20.01 | Providing and laying cement concrete of specified grade i/c the cost of centring and shuttering, All work upto plinth level. (1 cement :5 coarse sand : 10 graded brick aggregate 40 mm nominal size). | 20 | Each
20.02 | Providing and fixing C.P brass swan neck pillar cock of L&K or equivalent make. |  | 3 | Each | 1125.82 | 3852 | 987.13 | Excess(+) | 1 | Full Conversion | INR | [40 empty] | 3377.46 | 3377.46 | INR Three Thousand Three Hundred & Seventy Seven and Paise Forty Six Only | 20.02 | Providing and fixing C.P brass swan neck pillar cock of L&K or equivalent make. | 3 | Each
20.03 | P/F C.P. grating with or without hole for waste pipe for floor/ nahani trap 100 mm dia. weight not less than 100 grams. |  | 12 | Each | 58.66 | 803 | 51.43 | Excess(+) | 1 | Full Conversion | INR | [40 empty] | 703.92 | 703.92 | INR Seven Hundred & Three and Paise Ninety Two Only | 20.03 | P/F C.P. grating with or without hole for waste pipe for floor/ nahani trap 100 mm dia. weight not less than 100 grams. | 12 | Each
20.04 | Providing and fixing aluminium door sea 3 feet long with screws etc. |  | 6 | Each | 195.31 | 1337 | 171.25 | Excess(+) | 1 | Full Conversion | INR | [40 empty] | 1171.86 | 1171.86 | INR One Thousand One Hundred & Seventy One and Paise Eighty Six Only | 20.04 | Providing and fixing aluminium door sea 3 feet long with screws etc. | 6 | Each
20.05 | Providing and fixing SS wire mess to using of average width of aperture 1.4 mm with wire of dia 0.63 mm grade 304. |  | 23 | Sqm | 566.29 | 14855 | 496.53 | Excess(+) | 1 | Full Conversion | INR | [40 empty] | 13024.67 | 13024.67 | INR Thirteen Thousand &Twenty Four and Paise Sixty Seven Only | 20.05 | Providing and fixing SS wire mess to using of average width of aperture 1.4 mm with wire of dia 0.63 mm grade 304. | 23 | Sqm
20.06 | P/F C. P. brass shower rose with 15 mm or 20 inlet 75 mm dia fancy type. |  | 1 | Each | 504.44 | 575 | 442.3 | Excess(+) | 1 | Full Conversion | INR | [40 empty] | 504.44 | 504.44 | INR Five Hundred & Four and Paise Forty Four Only | 20.06 | P/F C. P. brass shower rose with 15 mm or 20 inlet 75 mm dia fancy type. | 1 | Each
20.07 | Providing and fixing white vitreous china oval type wash basin of size 550 x 480 with 15mm C.P brass pillar tap, 32mm C.P brass waste of standard patern. |  | 1 | Each | 3404.65 | 3883 | 2985.23 | Excess(+) | 1 | Full Conversion | INR | [40 empty] | 3404.65 | 3404.65 | INR Three Thousand Four Hundred & Four and Paise Sixty Five Only | 20.07 | Providing and fixing white vitreous china oval type wash basin of size 550 x 480 with 15mm C.P brass pillar tap, 32mm C.P brass waste of standard patern. | 1 | Each
20.08 | Supplying and fixing of C.P jet with 1.5 mtr.long 15 mm nominal bore lead. |  | 1 | Each | 223.41 | 255 | 195.89 | Excess(+) | 1 | Full Conversion | INR | [40 empty] | 223.41 | 223.41 | INR Two Hundred & Twenty Three and Paise Forty One Only | 20.08 | Supplying and fixing of C.P jet with 1.5 mtr.long 15 mm nominal bore lead. | 1 | Each
20.09 | Providing and fixing C.P coat pin hanger. |  | 2 | Each | 117.32 | 268 | 102.87 | Excess(+) | 1 | Full Conversion | INR | [40 empty] | 234.64 | 234.64 | INR Two Hundred & Thirty Four and Paise Sixty Four Only | 20.09 | Providing and fixing C.P coat pin hanger. | 2 | Each
20.1 | Providing and fixing C.P brass pipe 32 mm for bottle trap. |  | 3 | Each | 187.14 | 640 | 164.09 | Excess(+) | 1 | Full Conversion | INR | [40 empty] | 561.42 | 561.42 | INR Five Hundred & Sixty One and Paise Forty Two Only | 20.1 | Providing and fixing C.P brass pipe 32 mm for bottle trap. | 3 | Each
20.11 | Providing and fixing looking mirror of 5.5 mm thick superior glass of approved quality complete with 6 mm thick asbestos sheet and 12 mm thick of water type ply wood sheet ground 40 mm widex 12 mm thick 1st class teak wood beading frame of half round fixed to wooden cleats with C.P brass scerw and washer complete. teak wood beading finished with sprits polishing copmplete. |  | 1 | Sqm | 3042.13 | 3470 | 2667.37 | Excess(+) | 1 | Full Conversion | INR | [40 empty] | 3042.13 | 3042.13 | INR Three Thousand &Forty Two and Paise Thirteen Only | 20.11 | Providing and fixing looking mirror of 5.5 mm thick superior glass of approved quality complete with 6 mm thick asbestos sheet and 12 mm thick of water type ply wood sheet ground 40 mm widex 12 mm thick 1st class teak wood beading frame of half round fixed to wooden cleats with C.P brass scerw and washer complete. teak wood beading finished with sprits polishing copmplete. | 1 | Sqm
20.12 | Providing and fixing 8 mm thick ply ( Century make ) with screws etc. complete . 8 mm thick . |  | 7 | Sqm | 851.12 | 6795 | 746.27 | Excess(+) | 1 | Full Conversion | INR | [40 empty] | 5957.84 | 5957.84 | INR Five Thousand Nine Hundred & Fifty Seven and Paise Eighty Four Only | 20.12 | Providing and fixing 8 mm thick ply ( Century make ) with screws etc. complete . 8 mm thick . | 7 | Sqm
20.13 | P/F C.P Brass flange. |  | 6 | Each | 29.33 | 201 | 25.72 | Excess(+) | 1 | Full Conversion | INR | [40 empty] | 175.98 | 175.98 | INR One Hundred & Seventy Five and Paise Ninety Eight Only | 20.13 | P/F C.P Brass flange. | 6 | Each
20.14 | P/F towel rod complete with teo c.p. brass brackets fixed to wooden cleats with c.p. brass scews of approved make size 600x20mm. |  | 2 | Each | 422.32 | 963 | 370.29 | Excess(+) | 1 | Full Conversion | INR | [40 empty] | 844.64 | 844.64 | INR Eight Hundred & Forty Four and Paise Sixty Four Only | 20.14 | P/F towel rod complete with teo c.p. brass brackets fixed to wooden cleats with c.p. brass scews of approved make size 600x20mm. | 2 | Each
20.15 | Dismentling broken wash basin /kitchen sink with old worn out bracket and cleaning of waste water pipe up to trap. |  | 2 | Each | 39.46 | 90 | 34.6 | Excess(+) | 1 | Full Conversion | INR | [40 empty] | 78.92 | 78.92 | INR Seventy Eight and Paise Ninety Two Only | 20.15 | Dismentling broken wash basin /kitchen sink with old worn out bracket and cleaning of waste water pipe up to trap. | 2 | Each
20.16 | Dismantling of C.I pipe with fittings and clamps i/c disposal of unserviceable material up to 50 mtr. lead and upto 150 mm dia. pipe. |  | 20 | Mtr | 8.77 | 200 | 7.69 | Excess(+) | 1 | Full Conversion | INR | [40 empty] | 175.4 | 175.4 | INR One Hundred & Seventy Five and Paise Forty Only | 20.16 | Dismantling of C.I pipe with fittings and clamps i/c disposal of unserviceable material up to 50 mtr. lead and upto 150 mm dia. pipe. | 20 | Mtr
20.17 | Dismantling of G.I pipe i/c stacking pipes with in 50 mtr. lead (Internal work). 15 mm to 40 mm dia. |  | 50 | Mtr | 4.38 | 250 | 3.84 | Excess(+) | 1 | Full Conversion | INR | [40 empty] | 219 | 219 | INR Two Hundred & Nineteen Only | 20.17 | Dismantling of G.I pipe i/c stacking pipes with in 50 mtr. lead (Internal work). 15 mm to 40 mm dia. | 50 | Mtr
20.18 | Providing and fixing c.p. brassMetro pole flush valve concealed body of (Jaguar make) code no1093 SQ 40 mm nominal bor |  | 1 | Each | 2902.24 | 3310 | 2544.71 | Excess(+) | 1 | Full Conversion | INR | [40 empty] | 2902.24 | 2902.24 | INR Two Thousand Nine Hundred & Two and Paise Twenty Four Only | 20.18 | Providing and fixing c.p. brassMetro pole flush valve concealed body of (Jaguar make) code no1093 SQ 40 mm nominal bor | 1 | Each
20.19 | Providing and fixing chicken mess in plaster. |  | 12 | Each | 124.86 | 1709 | 109.48 | Excess(+) | 1 | Full Conversion | INR | [40 empty] | 1498.32 | 1498.32 | INR One Thousand Four Hundred & Ninety Eight and Paise Thirty Two Only | 20.19 | Providing and fixing chicken mess in plaster. | 12 | Each
20.2 | "Providing and fixing plain beading for doors and windows frame with screw plugs etc. complete.(a) II class teak wood. (a.1) 20 x 6 mm. " |  | 80 | Mtr | 21.04 | 1920 | 18.45 | Excess(+) | 1 | Full Conversion | INR | [40 empty] | 1683.2 | 1683.2 | INR One Thousand Six Hundred & Eighty Three and Paise Twenty Only | 20.2 | "Providing and fixing plain beading for doors and windows frame with screw plugs etc. complete.(a) II class teak wood. (a.1) 20 x 6 mm. " | 80 | Mtr
20.21 | Providing and fixing C.P.waste 40 mm dia for wash basin/Sink.L&K make. |  | 4 | Each | 350.72 | 1600 | 307.51 | Excess(+) | 1 | Full Conversion | INR | [40 empty] | 1402.88 | 1402.88 | INR One Thousand Four Hundred & Two and Paise Eighty Eight Only | 20.21 | Providing and fixing C.P.waste 40 mm dia for wash basin/Sink.L&K make. | 4 | Each
20.22 | """Providing and fixing 19 mm thick block board Centuru make complete with screws etc. 19 mm . " |  | 7 | sqm | 1675.84 | 13379 | 1469.39 | Excess(+) | 1 | Full Conversion | INR | [40 empty] | 11730.88 | 11730.88 | INR Eleven Thousand Seven Hundred & Thirty and Paise Eighty Eight Only | 20.22 | """Providing and fixing 19 mm thick block board Centuru make complete with screws etc. 19 mm . " | 7 | sqm
20.23 | Providing and fixing ofHDPE pipe ( PE-100,10kgf/ sqcm ) complete in all respect i/c testing of joints complete as per direction of Engineer -in-charge. ( a) 160 mm dia. |  | 18 | Mtr. | 1117.93 | 22950 | 980.21 | Excess(+) | 1 | Full Conversion | INR | [40 empty] | 20122.74 | 20122.74 | INR Twenty Thousand One Hundred & Twenty Two and Paise Seventy Four Only | 20.23 | Providing and fixing ofHDPE pipe ( PE-100,10kgf/ sqcm ) complete in all respect i/c testing of joints complete as per direction of Engineer -in-charge. ( a) 160 mm dia. | 18 | Mtr.
20.24 | "Providing and fixing A.C.P.sheet. " |  | 5 | sqm | 977.64 | 5575 | 857.2 | Excess(+) | 1 | Full Conversion | INR | [40 empty] | 4888.2 | 4888.2 | INR Four Thousand Eight Hundred & Eighty Eight and Paise Twenty Only | 20.24 | "Providing and fixing A.C.P.sheet. " | 5 | sqm
20.25 | "Providing and fixing chicken mess in plaster. " |  | 8 | Sqm | 124.86 | 1139 | 109.48 | Excess(+) | 1 | Full Conversion | INR | [40 empty] | 998.88 | 998.88 | INR Nine Hundred & Ninety Eight and Paise Eighty Eight Only | 20.25 | "Providing and fixing chicken mess in plaster. " | 8 | Sqm
20.26 | Extra for providing and fixing of 8mm to 9mm thick ceramic glazed wall tiles instead of 5mm thick ceramic glazed wall tiles. |  | 348.4 | sqm | 136.61 | 54281 | 119.78 | Excess(+) | 1 | Full Conversion | INR | [40 empty] | 47594.92 | 47594.92 | INR Forty Seven Thousand Five Hundred & Ninety Four and Paise Ninety Two Only | 20.26 | Extra for providing and fixing of 8mm to 9mm thick ceramic glazed wall tiles instead of 5mm thick ceramic glazed wall tiles. | 348.4 | sqm
Total in Figures | [51 empty] | 3708457.17 | 3708457.17 | INR Thirty Seven Lakh Eight Thousand Four Hundred & Fifty Seven and Paise Seventeen Only
Quoted Rate in Figures |  |  |  | Select | [47 empty] | 0 | 0 | INR Zero Only
Quoted Rate in Words |  | INR Zero Only
Note on K15: gepadmin: 1. If you choose "Full Conversion" then Column BA (AMOUNT) and Column BB (TAXES) BOTH values will be convert based on selected Currency in (Column L). 2. If you choose "Partial Conversion" then Column BA (AMOUNT) only will be converted based on selected currency (Column L) and Column BB (TAXES) value (INR) will be added to the converted values.
Note on K18: gepadmin: 1. If you choose "Full Conversion" then Column BA (AMOUNT) and Column BB (TAXES) BOTH values will be convert based on selected Currency in (Column L). 2. If you choose "Partial Conversion" then Column BA (AMOUNT) only will be converted based on selected currency (Column L) and Column BB (TAXES) value (INR) will be added to the converted values.
Note on K19: gepadmin: 1. If you choose "Full Conversion" then Column BA (AMOUNT) and Column BB (TAXES) BOTH values will be convert based on selected Currency in (Column L). 2. If you choose "Partial Conversion" then Column BA (AMOUNT) only will be converted based on selected currency (Column L) and Column BB (TAXES) value (INR) will be added to the converted values.
Note on K21: gepadmin: 1. If you choose "Full Conversion" then Column BA (AMOUNT) and Column BB (TAXES) BOTH values will be convert based on selected Currency in (Column L). 2. If you choose "Partial Conversion" then Column BA (AMOUNT) only will be converted based on selected currency (Column L) and Column BB (TAXES) value (INR) will be added to the converted values.
Note on K24: gepadmin: 1. If you choose "Full Conversion" then Column BA (AMOUNT) and Column BB (TAXES) BOTH values will be convert based on selected Currency in (Column L). 2. If you choose "Partial Conversion" then Column BA (AMOUNT) only will be converted based on selected currency (Column L) and Column BB (TAXES) value (INR) will be added to the converted values.
Note on K25: gepadmin: 1. If you choose "Full Conversion" then Column BA (AMOUNT) and Column BB (TAXES) BOTH values will be convert based on selected Currency in (Column L). 2. If you choose "Partial Conversion" then Column BA (AMOUNT) only will be converted based on selected currency (Column L) and Column BB (TAXES) value (INR) will be added to the converted values.
Note on K28: gepadmin: 1. If you choose "Full Conversion" then Column BA (AMOUNT) and Column BB (TAXES) BOTH values will be convert based on selected Currency in (Column L). 2. If you choose "Partial Conversion" then Column BA (AMOUNT) only will be converted based on selected currency (Column L) and Column BB (TAXES) value (INR) will be added to the converted values.
Note on K30: gepadmin: 1. If you choose "Full Conversion" then Column BA (AMOUNT) and Column BB (TAXES) BOTH values will be convert based on selected Currency in (Column L). 2. If you choose "Partial Conversion" then Column BA (AMOUNT) only will be converted based on selected currency (Column L) and Column BB (TAXES) value (INR) will be added to the converted values.
Note on K31: gepadmin: 1. If you choose "Full Conversion" then Column BA (AMOUNT) and Column BB (TAXES) BOTH values will be convert based on selected Currency in (Column L). 2. If you choose "Partial Conversion" then Column BA (AMOUNT) only will be converted based on selected currency (Column L) and Column BB (TAXES) value (INR) will be added to the converted values.
Note on K32: gepadmin: 1. If you choose "Full Conversion" then Column BA (AMOUNT) and Column BB (TAXES) BOTH values will be convert based on selected Currency in (Column L). 2. If you choose "Partial Conversion" then Column BA (AMOUNT) only will be converted based on selected currency (Column L) and Column BB (TAXES) value (INR) will be added to the converted values.
Note on K34: gepadmin: 1. If you choose "Full Conversion" then Column BA (AMOUNT) and Column BB (TAXES) BOTH values will be convert based on selected Currency in (Column L). 2. If you choose "Partial Conversion" then Column BA (AMOUNT) only will be converted based on selected currency (Column L) and Column BB (TAXES) value (INR) will be added to the converted values.
Note on K36: gepadmin: 1. If you choose "Full Conversion" then Column BA (AMOUNT) and Column BB (TAXES) BOTH values will be convert based on selected Currency in (Column L). 2. If you choose "Partial Conversion" then Column BA (AMOUNT) only will be converted based on selected currency (Column L) and Column BB (TAXES) value (INR) will be added to the converted values.
Note on K38: gepadmin: 1. If you choose "Full Conversion" then Column BA (AMOUNT) and Column BB (TAXES) BOTH values will be convert based on selected Currency in (Column L). 2. If you choose "Partial Conversion" then Column BA (AMOUNT) only will be converted based on selected currency (Column L) and Column BB (TAXES) value (INR) will be added to the converted values.
Note on K41: gepadmin: 1. If you choose "Full Conversion" then Column BA (AMOUNT) and Column BB (TAXES) BOTH values will be convert based on selected Currency in (Column L). 2. If you choose "Partial Conversion" then Column BA (AMOUNT) only will be converted based on selected currency (Column L) and Column BB (TAXES) value (INR) will be added to the converted values.
Note on K42: gepadmin: 1. If you choose "Full Conversion" then Column BA (AMOUNT) and Column BB (TAXES) BOTH values will be convert based on selected Currency in (Column L). 2. If you choose "Partial Conversion" then Column BA (AMOUNT) only will be converted based on selected currency (Column L) and Column BB (TAXES) value (INR) will be added to the converted values.
Note on K43: gepadmin: 1. If you choose "Full Conversion" then Column BA (AMOUNT) and Column BB (TAXES) BOTH values will be convert based on selected Currency in (Column L). 2. If you choose "Partial Conversion" then Column BA (AMOUNT) only will be converted based on selected currency (Column L) and Column BB (TAXES) value (INR) will be added to the converted values.
Note on K46: gepadmin: 1. If you choose "Full Conversion" then Column BA (AMOUNT) and Column BB (TAXES) BOTH values will be convert based on selected Currency in (Column L). 2. If you choose "Partial Conversion" then Column BA (AMOUNT) only will be converted based on selected currency (Column L) and Column BB (TAXES) value (INR) will be added to the converted values.
Note on K48: gepadmin: 1. If you choose "Full Conversion" then Column BA (AMOUNT) and Column BB (TAXES) BOTH values will be convert based on selected Currency in (Column L). 2. If you choose "Partial Conversion" then Column BA (AMOUNT) only will be converted based on selected currency (Column L) and Column BB (TAXES) value (INR) will be added to the converted values.
Note on K50: gepadmin: 1. If you choose "Full Conversion" then Column BA (AMOUNT) and Column BB (TAXES) BOTH values will be convert based on selected Currency in (Column L). 2. If you choose "Partial Conversion" then Column BA (AMOUNT) only will be converted based on selected currency (Column L) and Column BB (TAXES) value (INR) will be added to the converted values.
Note on K51: gepadmin: 1. If you choose "Full Conversion" then Column BA (AMOUNT) and Column BB (TAXES) BOTH values will be convert based on selected Currency in (Column L). 2. If you choose "Partial Conversion" then Column BA (AMOUNT) only will be converted based on selected currency (Column L) and Column BB (TAXES) value (INR) will be added to the converted values.
Note on K53: gepadmin: 1. If you choose "Full Conversion" then Column BA (AMOUNT) and Column BB (TAXES) BOTH values will be convert based on selected Currency in (Column L). 2. If you choose "Partial Conversion" then Column BA (AMOUNT) only will be converted based on selected currency (Column L) and Column BB (TAXES) value (INR) will be added to the converted values.
Note on K54: gepadmin: 1. If you choose "Full Conversion" then Column BA (AMOUNT) and Column BB (TAXES) BOTH values will be convert based on selected Currency in (Column L). 2. If you choose "Partial Conversion" then Column BA (AMOUNT) only will be converted based on selected currency (Column L) and Column BB (TAXES) value (INR) will be added to the converted values.
Note on K58: gepadmin: 1. If you choose "Full Conversion" then Column BA (AMOUNT) and Column BB (TAXES) BOTH values will be convert based on selected Currency in (Column L). 2. If you choose "Partial Conversion" then Column BA (AMOUNT) only will be converted based on selected currency (Column L) and Column BB (TAXES) value (INR) will be added to the converted values.
Note on K60: gepadmin: 1. If you choose "Full Conversion" then Column BA (AMOUNT) and Column BB (TAXES) BOTH values will be convert based on selected Currency in (Column L). 2. If you choose "Partial Conversion" then Column BA (AMOUNT) only will be converted based on selected currency (Column L) and Column BB (TAXES) value (INR) will be added to the converted values.
Note on K61: gepadmin: 1. If you choose "Full Conversion" then Column BA (AMOUNT) and Column BB (TAXES) BOTH values will be convert based on selected Currency in (Column L). 2. If you choose "Partial Conversion" then Column BA (AMOUNT) only will be converted based on selected currency (Column L) and Column BB (TAXES) value (INR) will be added to the converted values.
Note on K62: gepadmin: 1. If you choose "Full Conversion" then Column BA (AMOUNT) and Column BB (TAXES) BOTH values will be convert based on selected Currency in (Column L). 2. If you choose "Partial Conversion" then Column BA (AMOUNT) only will be converted based on selected currency (Column L) and Column BB (TAXES) value (INR) will be added to the converted values.
Note on K63: gepadmin: 1. If you choose "Full Conversion" then Column BA (AMOUNT) and Column BB (TAXES) BOTH values will be convert based on selected Currency in (Column L). 2. If you choose "Partial Conversion" then Column BA (AMOUNT) only will be converted based on selected currency (Column L) and Column BB (TAXES) value (INR) will be added to the converted values.
Note on K64: gepadmin: 1. If you choose "Full Conversion" then Column BA (AMOUNT) and Column BB (TAXES) BOTH values will be convert based on selected Currency in (Column L). 2. If you choose "Partial Conversion" then Column BA (AMOUNT) only will be converted based on selected currency (Column L) and Column BB (TAXES) value (INR) will be added to the converted values.
Note on K65: gepadmin: 1. If you choose "Full Conversion" then Column BA (AMOUNT) and Column BB (TAXES) BOTH values will be convert based on selected Currency in (Column L). 2. If you choose "Partial Conversion" then Column BA (AMOUNT) only will be converted based on selected currency (Column L) and Column BB (TAXES) value (INR) will be added to the converted values.
Note on K68: gepadmin: 1. If you choose "Full Conversion" then Column BA (AMOUNT) and Column BB (TAXES) BOTH values will be convert based on selected Currency in (Column L). 2. If you choose "Partial Conversion" then Column BA (AMOUNT) only will be converted based on selected currency (Column L) and Column BB (TAXES) value (INR) will be added to the converted values.
Note on K70: gepadmin: 1. If you choose "Full Conversion" then Column BA (AMOUNT) and Column BB (TAXES) BOTH values will be convert based on selected Currency in (Column L). 2. If you choose "Partial Conversion" then Column BA (AMOUNT) only will be converted based on selected currency (Column L) and Column BB (TAXES) value (INR) will be added to the converted values.
Note on K71: gepadmin: 1. If you choose "Full Conversion" then Column BA (AMOUNT) and Column BB (TAXES) BOTH values will be convert based on selected Currency in (Column L). 2. If you choose "Partial Conversion" then Column BA (AMOUNT) only will be converted based on selected currency (Column L) and Column BB (TAXES) value (INR) will be added to the converted values.
Note on K75: gepadmin: 1. If you choose "Full Conversion" then Column BA (AMOUNT) and Column BB (TAXES) BOTH values will be convert based on selected Currency in (Column L). 2. If you choose "Partial Conversion" then Column BA (AMOUNT) only will be converted based on selected currency (Column L) and Column BB (TAXES) value (INR) will be added to the converted values.
Note on K77: gepadmin: 1. If you choose "Full Conversion" then Column BA (AMOUNT) and Column BB (TAXES) BOTH values will be convert based on selected Currency in (Column L). 2. If you choose "Partial Conversion" then Column BA (AMOUNT) only will be converted based on selected currency (Column L) and Column BB (TAXES) value (INR) will be added to the converted values.
Note on K78: gepadmin: 1. If you choose "Full Conversion" then Column BA (AMOUNT) and Column BB (TAXES) BOTH values will be convert based on selected Currency in (Column L). 2. If you choose "Partial Conversion" then Column BA (AMOUNT) only will be converted based on selected currency (Column L) and Column BB (TAXES) value (INR) will be added to the converted values.
Note on K80: gepadmin: 1. If you choose "Full Conversion" then Column BA (AMOUNT) and Column BB (TAXES) BOTH values will be convert based on selected Currency in (Column L). 2. If you choose "Partial Conversion" then Column BA (AMOUNT) only will be converted based on selected currency (Column L) and Column BB (TAXES) value (INR) will be added to the converted values.
Note on K83: gepadmin: 1. If you choose "Full Conversion" then Column BA (AMOUNT) and Column BB (TAXES) BOTH values will be convert based on selected Currency in (Column L). 2. If you choose "Partial Conversion" then Column BA (AMOUNT) only will be converted based on selected currency (Column L) and Column BB (TAXES) value (INR) will be added to the converted values.
Note on K84: gepadmin: 1. If you choose "Full Conversion" then Column BA (AMOUNT) and Column BB (TAXES) BOTH values will be convert based on selected Currency in (Column L). 2. If you choose "Partial Conversion" then Column BA (AMOUNT) only will be converted based on selected currency (Column L) and Column BB (TAXES) value (INR) will be added to the converted values.
Note on K85: gepadmin: 1. If you choose "Full Conversion" then Column BA (AMOUNT) and Column BB (TAXES) BOTH values will be convert based on selected Currency in (Column L). 2. If you choose "Partial Conversion" then Column BA (AMOUNT) only will be converted based on selected currency (Column L) and Column BB (TAXES) value (INR) will be added to the converted values.
Note on K87: gepadmin: 1. If you choose "Full Conversion" then Column BA (AMOUNT) and Column BB (TAXES) BOTH values will be convert based on selected Currency in (Column L). 2. If you choose "Partial Conversion" then Column BA (AMOUNT) only will be converted based on selected currency (Column L) and Column BB (TAXES) value (INR) will be added to the converted values.
Note on K89: gepadmin: 1. If you choose "Full Conversion" then Column BA (AMOUNT) and Column BB (TAXES) BOTH values will be convert based on selected Currency in (Column L). 2. If you choose "Partial Conversion" then Column BA (AMOUNT) only will be converted based on selected currency (Column L) and Column BB (TAXES) value (INR) will be added to the converted values.
Note on K91: gepadmin: 1. If you choose "Full Conversion" then Column BA (AMOUNT) and Column BB (TAXES) BOTH values will be convert based on selected Currency in (Column L). 2. If you choose "Partial Conversion" then Column BA (AMOUNT) only will be converted based on selected currency (Column L) and Column BB (TAXES) value (INR) will be added to the converted values.
Note on K93: gepadmin: 1. If you choose "Full Conversion" then Column BA (AMOUNT) and Column BB (TAXES) BOTH values will be convert based on selected Currency in (Column L). 2. If you choose "Partial Conversion" then Column BA (AMOUNT) only will be converted based on selected currency (Column L) and Column BB (TAXES) value (INR) will be added to the converted values.
Note on K95: gepadmin: 1. If you choose "Full Conversion" then Column BA (AMOUNT) and Column BB (TAXES) BOTH values will be convert based on selected Currency in (Column L). 2. If you choose "Partial Conversion" then Column BA (AMOUNT) only will be converted based on selected currency (Column L) and Column BB (TAXES) value (INR) will be added to the converted values.
Note on K96: gepadmin: 1. If you choose "Full Conversion" then Column BA (AMOUNT) and Column BB (TAXES) BOTH values will be convert based on selected Currency in (Column L). 2. If you choose "Partial Conversion" then Column BA (AMOUNT) only will be converted based on selected currency (Column L) and Column BB (TAXES) value (INR) will be added to the converted values.
Note on K97: gepadmin: 1. If you choose "Full Conversion" then Column BA (AMOUNT) and Column BB (TAXES) BOTH values will be convert based on selected Currency in (Column L). 2. If you choose "Partial Conversion" then Column BA (AMOUNT) only will be converted based on selected currency (Column L) and Column BB (TAXES) value (INR) will be added to the converted values.
Note on K99: gepadmin: 1. If you choose "Full Conversion" then Column BA (AMOUNT) and Column BB (TAXES) BOTH values will be convert based on selected Currency in (Column L). 2. If you choose "Partial Conversion" then Column BA (AMOUNT) only will be converted based on selected currency (Column L) and Column BB (TAXES) value (INR) will be added to the converted values.
Note on K101: gepadmin: 1. If you choose "Full Conversion" then Column BA (AMOUNT) and Column BB (TAXES) BOTH values will be convert based on selected Currency in (Column L). 2. If you choose "Partial Conversion" then Column BA (AMOUNT) only will be converted based on selected currency (Column L) and Column BB (TAXES) value (INR) will be added to the converted values.
Note on K102: gepadmin: 1. If you choose "Full Conversion" then Column BA (AMOUNT) and Column BB (TAXES) BOTH values will be convert based on selected Currency in (Column L). 2. If you choose "Partial Conversion" then Column BA (AMOUNT) only will be converted based on selected currency (Column L) and Column BB (TAXES) value (INR) will be added to the converted values.
Note on K104: gepadmin: 1. If you choose "Full Conversion" then Column BA (AMOUNT) and Column BB (TAXES) BOTH values will be convert based on selected Currency in (Column L). 2. If you choose "Partial Conversion" then Column BA (AMOUNT) only will be converted based on selected currency (Column L) and Column BB (TAXES) value (INR) will be added to the converted values.
Note on K106: gepadmin: 1. If you choose "Full Conversion" then Column BA (AMOUNT) and Column BB (TAXES) BOTH values will be convert based on selected Currency in (Column L). 2. If you choose "Partial Conversion" then Column BA (AMOUNT) only will be converted based on selected currency (Column L) and Column BB (TAXES) value (INR) will be added to the converted values.
Note on K107: gepadmin: 1. If you choose "Full Conversion" then Column BA (AMOUNT) and Column BB (TAXES) BOTH values will be convert based on selected Currency in (Column L). 2. If you choose "Partial Conversion" then Column BA (AMOUNT) only will be converted based on selected currency (Column L) and Column BB (TAXES) value (INR) will be added to the converted values.
Note on K108: gepadmin: 1. If you choose "Full Conversion" then Column BA (AMOUNT) and Column BB (TAXES) BOTH values will be convert based on selected Currency in (Column L). 2. If you choose "Partial Conversion" then Column BA (AMOUNT) only will be converted based on selected currency (Column L) and Column BB (TAXES) value (INR) will be added to the converted values.
Note on K109: gepadmin: 1. If you choose "Full Conversion" then Column BA (AMOUNT) and Column BB (TAXES) BOTH values will be convert based on selected Currency in (Column L). 2. If you choose "Partial Conversion" then Column BA (AMOUNT) only will be converted based on selected currency (Column L) and Column BB (TAXES) value (INR) will be added to the converted values.
Note on K112: gepadmin: 1. If you choose "Full Conversion" then Column BA (AMOUNT) and Column BB (TAXES) BOTH values will be convert based on selected Currency in (Column L). 2. If you choose "Partial Conversion" then Column BA (AMOUNT) only will be converted based on selected currency (Column L) and Column BB (TAXES) value (INR) will be added to the converted values.
Note on K114: gepadmin: 1. If you choose "Full Conversion" then Column BA (AMOUNT) and Column BB (TAXES) BOTH values will be convert based on selected Currency in (Column L). 2. If you choose "Partial Conversion" then Column BA (AMOUNT) only will be converted based on selected currency (Column L) and Column BB (TAXES) value (INR) will be added to the converted values.
Note on K117: gepadmin: 1. If you choose "Full Conversion" then Column BA (AMOUNT) and Column BB (TAXES) BOTH values will be convert based on selected Currency in (Column L). 2. If you choose "Partial Conversion" then Column BA (AMOUNT) only will be converted based on selected currency (Column L) and Column BB (TAXES) value (INR) will be added to the converted values.
Note on K118: gepadmin: 1. If you choose "Full Conversion" then Column BA (AMOUNT) and Column BB (TAXES) BOTH values will be convert based on selected Currency in (Column L). 2. If you choose "Partial Conversion" then Column BA (AMOUNT) only will be converted based on selected currency (Column L) and Column BB (TAXES) value (INR) will be added to the converted values.
Note on K120: gepadmin: 1. If you choose "Full Conversion" then Column BA (AMOUNT) and Column BB (TAXES) BOTH values will be convert based on selected Currency in (Column L). 2. If you choose "Partial Conversion" then Column BA (AMOUNT) only will be converted based on selected currency (Column L) and Column BB (TAXES) value (INR) will be added to the converted values.
Note on K123: gepadmin: 1. If you choose "Full Conversion" then Column BA (AMOUNT) and Column BB (TAXES) BOTH values will be convert based on selected Currency in (Column L). 2. If you choose "Partial Conversion" then Column BA (AMOUNT) only will be converted based on selected currency (Column L) and Column BB (TAXES) value (INR) will be added to the converted values.
Note on K125: gepadmin: 1. If you choose "Full Conversion" then Column BA (AMOUNT) and Column BB (TAXES) BOTH values will be convert based on selected Currency in (Column L). 2. If you choose "Partial Conversion" then Column BA (AMOUNT) only will be converted based on selected currency (Column L) and Column BB (TAXES) value (INR) will be added to the converted values.
Note on K127: gepadmin: 1. If you choose "Full Conversion" then Column BA (AMOUNT) and Column BB (TAXES) BOTH values will be convert based on selected Currency in (Column L). 2. If you choose "Partial Conversion" then Column BA (AMOUNT) only will be converted based on selected currency (Column L) and Column BB (TAXES) value (INR) will be added to the converted values.
Note on K130: gepadmin: 1. If you choose "Full Conversion" then Column BA (AMOUNT) and Column BB (TAXES) BOTH values will be convert based on selected Currency in (Column L). 2. If you choose "Partial Conversion" then Column BA (AMOUNT) only will be converted based on selected currency (Column L) and Column BB (TAXES) value (INR) will be added to the converted values.
Note on K132: gepadmin: 1. If you choose "Full Conversion" then Column BA (AMOUNT) and Column BB (TAXES) BOTH values will be convert based on selected Currency in (Column L). 2. If you choose "Partial Conversion" then Column BA (AMOUNT) only will be converted based on selected currency (Column L) and Column BB (TAXES) value (INR) will be added to the converted values.
Note on K134: gepadmin: 1. If you choose "Full Conversion" then Column BA (AMOUNT) and Column BB (TAXES) BOTH values will be convert based on selected Currency in (Column L). 2. If you choose "Partial Conversion" then Column BA (AMOUNT) only will be converted based on selected currency (Column L) and Column BB (TAXES) value (INR) will be added to the converted values.
Note on K136: gepadmin: 1. If you choose "Full Conversion" then Column BA (AMOUNT) and Column BB (TAXES) BOTH values will be convert based on selected Currency in (Column L). 2. If you choose "Partial Conversion" then Column BA (AMOUNT) only will be converted based on selected currency (Column L) and Column BB (TAXES) value (INR) will be added to the converted values.
Note on K137: gepadmin: 1. If you choose "Full Conversion" then Column BA (AMOUNT) and Column BB (TAXES) BOTH values will be convert based on selected Currency in (Column L). 2. If you choose "Partial Conversion" then Column BA (AMOUNT) only will be converted based on selected currency (Column L) and Column BB (TAXES) value (INR) will be added to the converted values.
Note on K139: gepadmin: 1. If you choose "Full Conversion" then Column BA (AMOUNT) and Column BB (TAXES) BOTH values will be convert based on selected Currency in (Column L). 2. If you choose "Partial Conversion" then Column BA (AMOUNT) only will be converted based on selected currency (Column L) and Column BB (TAXES) value (INR) will be added to the converted values.
Note on K140: gepadmin: 1. If you choose "Full Conversion" then Column BA (AMOUNT) and Column BB (TAXES) BOTH values will be convert based on selected Currency in (Column L). 2. If you choose "Partial Conversion" then Column BA (AMOUNT) only will be converted based on selected currency (Column L) and Column BB (TAXES) value (INR) will be added to the converted values.
Note on K142: gepadmin: 1. If you choose "Full Conversion" then Column BA (AMOUNT) and Column BB (TAXES) BOTH values will be convert based on selected Currency in (Column L). 2. If you choose "Partial Conversion" then Column BA (AMOUNT) only will be converted based on selected currency (Column L) and Column BB (TAXES) value (INR) will be added to the converted values.
Note on K143: gepadmin: 1. If you choose "Full Conversion" then Column BA (AMOUNT) and Column BB (TAXES) BOTH values will be convert based on selected Currency in (Column L). 2. If you choose "Partial Conversion" then Column BA (AMOUNT) only will be converted based on selected currency (Column L) and Column BB (TAXES) value (INR) will be added to the converted values.
Note on K145: gepadmin: 1. If you choose "Full Conversion" then Column BA (AMOUNT) and Column BB (TAXES) BOTH values will be convert based on selected Currency in (Column L). 2. If you choose "Partial Conversion" then Column BA (AMOUNT) only will be converted based on selected currency (Column L) and Column BB (TAXES) value (INR) will be added to the converted values.
Note on K146: gepadmin: 1. If you choose "Full Conversion" then Column BA (AMOUNT) and Column BB (TAXES) BOTH values will be convert based on selected Currency in (Column L). 2. If you choose "Partial Conversion" then Column BA (AMOUNT) only will be converted based on selected currency (Column L) and Column BB (TAXES) value (INR) will be added to the converted values.
Note on K148: gepadmin: 1. If you choose "Full Conversion" then Column BA (AMOUNT) and Column BB (TAXES) BOTH values will be convert based on selected Currency in (Column L). 2. If you choose "Partial Conversion" then Column BA (AMOUNT) only will be converted based on selected currency (Column L) and Column BB (TAXES) value (INR) will be added to the converted values.
Note on K150: gepadmin: 1. If you choose "Full Conversion" then Column BA (AMOUNT) and Column BB (TAXES) BOTH values will be convert based on selected Currency in (Column L). 2. If you choose "Partial Conversion" then Column BA (AMOUNT) only will be converted based on selected currency (Column L) and Column BB (TAXES) value (INR) will be added to the converted values.
Note on K152: gepadmin: 1. If you choose "Full Conversion" then Column BA (AMOUNT) and Column BB (TAXES) BOTH values will be convert based on selected Currency in (Column L). 2. If you choose "Partial Conversion" then Column BA (AMOUNT) only will be converted based on selected currency (Column L) and Column BB (TAXES) value (INR) will be added to the converted values.
Note on K153: gepadmin: 1. If you choose "Full Conversion" then Column BA (AMOUNT) and Column BB (TAXES) BOTH values will be convert based on selected Currency in (Column L). 2. If you choose "Partial Conversion" then Column BA (AMOUNT) only will be converted based on selected currency (Column L) and Column BB (TAXES) value (INR) will be added to the converted values.
Note on K155: gepadmin: 1. If you choose "Full Conversion" then Column BA (AMOUNT) and Column BB (TAXES) BOTH values will be convert based on selected Currency in (Column L). 2. If you choose "Partial Conversion" then Column BA (AMOUNT) only will be converted based on selected currency (Column L) and Column BB (TAXES) value (INR) will be added to the converted values.
Note on K157: gepadmin: 1. If you choose "Full Conversion" then Column BA (AMOUNT) and Column BB (TAXES) BOTH values will be convert based on selected Currency in (Column L). 2. If you choose "Partial Conversion" then Column BA (AMOUNT) only will be converted based on selected currency (Column L) and Column BB (TAXES) value (INR) will be added to the converted values.
Note on K158: gepadmin: 1. If you choose "Full Conversion" then Column BA (AMOUNT) and Column BB (TAXES) BOTH values will be convert based on selected Currency in (Column L). 2. If you choose "Partial Conversion" then Column BA (AMOUNT) only will be converted based on selected currency (Column L) and Column BB (TAXES) value (INR) will be added to the converted values.
Note on K160: gepadmin: 1. If you choose "Full Conversion" then Column BA (AMOUNT) and Column BB (TAXES) BOTH values will be convert based on selected Currency in (Column L). 2. If you choose "Partial Conversion" then Column BA (AMOUNT) only will be converted based on selected currency (Column L) and Column BB (TAXES) value (INR) will be added to the converted values.
Note on K161: gepadmin: 1. If you choose "Full Conversion" then Column BA (AMOUNT) and Column BB (TAXES) BOTH values will be convert based on selected Currency in (Column L). 2. If you choose "Partial Conversion" then Column BA (AMOUNT) only will be converted based on selected currency (Column L) and Column BB (TAXES) value (INR) will be added to the converted values.
Note on K162: gepadmin: 1. If you choose "Full Conversion" then Column BA (AMOUNT) and Column BB (TAXES) BOTH values will be convert based on selected Currency in (Column L). 2. If you choose "Partial Conversion" then Column BA (AMOUNT) only will be converted based on selected currency (Column L) and Column BB (TAXES) value (INR) will be added to the converted values.
Note on K163: gepadmin: 1. If you choose "Full Conversion" then Column BA (AMOUNT) and Column BB (TAXES) BOTH values will be convert based on selected Currency in (Column L). 2. If you choose "Partial Conversion" then Column BA (AMOUNT) only will be converted based on selected currency (Column L) and Column BB (TAXES) value (INR) will be added to the converted values.
Note on K165: gepadmin: 1. If you choose "Full Conversion" then Column BA (AMOUNT) and Column BB (TAXES) BOTH values will be convert based on selected Currency in (Column L). 2. If you choose "Partial Conversion" then Column BA (AMOUNT) only will be converted based on selected currency (Column L) and Column BB (TAXES) value (INR) will be added to the converted values.
Note on K168: gepadmin: 1. If you choose "Full Conversion" then Column BA (AMOUNT) and Column BB (TAXES) BOTH values will be convert based on selected Currency in (Column L). 2. If you choose "Partial Conversion" then Column BA (AMOUNT) only will be converted based on selected currency (Column L) and Column BB (TAXES) value (INR) will be added to the converted values.
Note on K170: gepadmin: 1. If you choose "Full Conversion" then Column BA (AMOUNT) and Column BB (TAXES) BOTH values will be convert based on selected Currency in (Column L). 2. If you choose "Partial Conversion" then Column BA (AMOUNT) only will be converted based on selected currency (Column L) and Column BB (TAXES) value (INR) will be added to the converted values.
Note on K173: gepadmin: 1. If you choose "Full Conversion" then Column BA (AMOUNT) and Column BB (TAXES) BOTH values will be convert based on selected Currency in (Column L). 2. If you choose "Partial Conversion" then Column BA (AMOUNT) only will be converted based on selected currency (Column L) and Column BB (TAXES) value (INR) will be added to the converted values.
Note on K174: gepadmin: 1. If you choose "Full Conversion" then Column BA (AMOUNT) and Column BB (TAXES) BOTH values will be convert based on selected Currency in (Column L). 2. If you choose "Partial Conversion" then Column BA (AMOUNT) only will be converted based on selected currency (Column L) and Column BB (TAXES) value (INR) will be added to the converted values.
Note on K175: gepadmin: 1. If you choose "Full Conversion" then Column BA (AMOUNT) and Column BB (TAXES) BOTH values will be convert based on selected Currency in (Column L). 2. If you choose "Partial Conversion" then Column BA (AMOUNT) only will be converted based on selected currency (Column L) and Column BB (TAXES) value (INR) will be added to the converted values.
Note on K178: gepadmin: 1. If you choose "Full Conversion" then Column BA (AMOUNT) and Column BB (TAXES) BOTH values will be convert based on selected Currency in (Column L). 2. If you choose "Partial Conversion" then Column BA (AMOUNT) only will be converted based on selected currency (Column L) and Column BB (TAXES) value (INR) will be added to the converted values.
Note on K181: gepadmin: 1. If you choose "Full Conversion" then Column BA (AMOUNT) and Column BB (TAXES) BOTH values will be convert based on selected Currency in (Column L). 2. If you choose "Partial Conversion" then Column BA (AMOUNT) only will be converted based on selected currency (Column L) and Column BB (TAXES) value (INR) will be added to the converted values.
Note on K183: gepadmin: 1. If you choose "Full Conversion" then Column BA (AMOUNT) and Column BB (TAXES) BOTH values will be convert based on selected Currency in (Column L). 2. If you choose "Partial Conversion" then Column BA (AMOUNT) only will be converted based on selected currency (Column L) and Column BB (TAXES) value (INR) will be added to the converted values.
Note on K186: gepadmin: 1. If you choose "Full Conversion" then Column BA (AMOUNT) and Column BB (TAXES) BOTH values will be convert based on selected Currency in (Column L). 2. If you choose "Partial Conversion" then Column BA (AMOUNT) only will be converted based on selected currency (Column L) and Column BB (TAXES) value (INR) will be added to the converted values.
Note on K189: gepadmin: 1. If you choose "Full Conversion" then Column BA (AMOUNT) and Column BB (TAXES) BOTH values will be convert based on selected Currency in (Column L). 2. If you choose "Partial Conversion" then Column BA (AMOUNT) only will be converted based on selected currency (Column L) and Column BB (TAXES) value (INR) will be added to the converted values.
Note on K192: gepadmin: 1. If you choose "Full Conversion" then Column BA (AMOUNT) and Column BB (TAXES) BOTH values will be convert based on selected Currency in (Column L). 2. If you choose "Partial Conversion" then Column BA (AMOUNT) only will be converted based on selected currency (Column L) and Column BB (TAXES) value (INR) will be added to the converted values.
Note on K195: gepadmin: 1. If you choose "Full Conversion" then Column BA (AMOUNT) and Column BB (TAXES) BOTH values will be convert based on selected Currency in (Column L). 2. If you choose "Partial Conversion" then Column BA (AMOUNT) only will be converted based on selected currency (Column L) and Column BB (TAXES) value (INR) will be added to the converted values.
Note on K198: gepadmin: 1. If you choose "Full Conversion" then Column BA (AMOUNT) and Column BB (TAXES) BOTH values will be convert based on selected Currency in (Column L). 2. If you choose "Partial Conversion" then Column BA (AMOUNT) only will be converted based on selected currency (Column L) and Column BB (TAXES) value (INR) will be added to the converted values.
Note on K200: gepadmin: 1. If you choose "Full Conversion" then Column BA (AMOUNT) and Column BB (TAXES) BOTH values will be convert based on selected Currency in (Column L). 2. If you choose "Partial Conversion" then Column BA (AMOUNT) only will be converted based on selected currency (Column L) and Column BB (TAXES) value (INR) will be added to the converted values.
Note on K202: gepadmin: 1. If you choose "Full Conversion" then Column BA (AMOUNT) and Column BB (TAXES) BOTH values will be convert based on selected Currency in (Column L). 2. If you choose "Partial Conversion" then Column BA (AMOUNT) only will be converted based on selected currency (Column L) and Column BB (TAXES) value (INR) will be added to the converted values.
Note on K205: gepadmin: 1. If you choose "Full Conversion" then Column BA (AMOUNT) and Column BB (TAXES) BOTH values will be convert based on selected Currency in (Column L). 2. If you choose "Partial Conversion" then Column BA (AMOUNT) only will be converted based on selected currency (Column L) and Column BB (TAXES) value (INR) will be added to the converted values.
Note on K207: gepadmin: 1. If you choose "Full Conversion" then Column BA (AMOUNT) and Column BB (TAXES) BOTH values will be convert based on selected Currency in (Column L). 2. If you choose "Partial Conversion" then Column BA (AMOUNT) only will be converted based on selected currency (Column L) and Column BB (TAXES) value (INR) will be added to the converted values.
Note on K210: gepadmin: 1. If you choose "Full Conversion" then Column BA (AMOUNT) and Column BB (TAXES) BOTH values will be convert based on selected Currency in (Column L). 2. If you choose "Partial Conversion" then Column BA (AMOUNT) only will be converted based on selected currency (Column L) and Column BB (TAXES) value (INR) will be added to the converted values.
Note on K211: gepadmin: 1. If you choose "Full Conversion" then Column BA (AMOUNT) and Column BB (TAXES) BOTH values will be convert based on selected Currency in (Column L). 2. If you choose "Partial Conversion" then Column BA (AMOUNT) only will be converted based on selected currency (Column L) and Column BB (TAXES) value (INR) will be added to the converted values.
Note on K212: gepadmin: 1. If you choose "Full Conversion" then Column BA (AMOUNT) and Column BB (TAXES) BOTH values will be convert based on selected Currency in (Column L). 2. If you choose "Partial Conversion" then Column BA (AMOUNT) only will be converted based on selected currency (Column L) and Column BB (TAXES) value (INR) will be added to the converted values.
Note on K213: gepadmin: 1. If you choose "Full Conversion" then Column BA (AMOUNT) and Column BB (TAXES) BOTH values will be convert based on selected Currency in (Column L). 2. If you choose "Partial Conversion" then Column BA (AMOUNT) only will be converted based on selected currency (Column L) and Column BB (TAXES) value (INR) will be added to the converted values.
Note on K215: gepadmin: 1. If you choose "Full Conversion" then Column BA (AMOUNT) and Column BB (TAXES) BOTH values will be convert based on selected Currency in (Column L). 2. If you choose "Partial Conversion" then Column BA (AMOUNT) only will be converted based on selected currency (Column L) and Column BB (TAXES) value (INR) will be added to the converted values.
Note on K216: gepadmin: 1. If you choose "Full Conversion" then Column BA (AMOUNT) and Column BB (TAXES) BOTH values will be convert based on selected Currency in (Column L). 2. If you choose "Partial Conversion" then Column BA (AMOUNT) only will be converted based on selected currency (Column L) and Column BB (TAXES) value (INR) will be added to the converted values.
Note on K218: gepadmin: 1. If you choose "Full Conversion" then Column BA (AMOUNT) and Column BB (TAXES) BOTH values will be convert based on selected Currency in (Column L). 2. If you choose "Partial Conversion" then Column BA (AMOUNT) only will be converted based on selected currency (Column L) and Column BB (TAXES) value (INR) will be added to the converted values.
Note on K219: gepadmin: 1. If you choose "Full Conversion" then Column BA (AMOUNT) and Column BB (TAXES) BOTH values will be convert based on selected Currency in (Column L). 2. If you choose "Partial Conversion" then Column BA (AMOUNT) only will be converted based on selected currency (Column L) and Column BB (TAXES) value (INR) will be added to the converted values.
Note on K221: gepadmin: 1. If you choose "Full Conversion" then Column BA (AMOUNT) and Column BB (TAXES) BOTH values will be convert based on selected Currency in (Column L). 2. If you choose "Partial Conversion" then Column BA (AMOUNT) only will be converted based on selected currency (Column L) and Column BB (TAXES) value (INR) will be added to the converted values.
Note on K223: gepadmin: 1. If you choose "Full Conversion" then Column BA (AMOUNT) and Column BB (TAXES) BOTH values will be convert based on selected Currency in (Column L). 2. If you choose "Partial Conversion" then Column BA (AMOUNT) only will be converted based on selected currency (Column L) and Column BB (TAXES) value (INR) will be added to the converted values.
Note on K224: gepadmin: 1. If you choose "Full Conversion" then Column BA (AMOUNT) and Column BB (TAXES) BOTH values will be convert based on selected Currency in (Column L). 2. If you choose "Partial Conversion" then Column BA (AMOUNT) only will be converted based on selected currency (Column L) and Column BB (TAXES) value (INR) will be added to the converted values.
Note on K225: gepadmin: 1. If you choose "Full Conversion" then Column BA (AMOUNT) and Column BB (TAXES) BOTH values will be convert based on selected Currency in (Column L). 2. If you choose "Partial Conversion" then Column BA (AMOUNT) only will be converted based on selected currency (Column L) and Column BB (TAXES) value (INR) will be added to the converted values.
Note on K227: gepadmin: 1. If you choose "Full Conversion" then Column BA (AMOUNT) and Column BB (TAXES) BOTH values will be convert based on selected Currency in (Column L). 2. If you choose "Partial Conversion" then Column BA (AMOUNT) only will be converted based on selected currency (Column L) and Column BB (TAXES) value (INR) will be added to the converted values.
Note on K230: gepadmin: 1. If you choose "Full Conversion" then Column BA (AMOUNT) and Column BB (TAXES) BOTH values will be convert based on selected Currency in (Column L). 2. If you choose "Partial Conversion" then Column BA (AMOUNT) only will be converted based on selected currency (Column L) and Column BB (TAXES) value (INR) will be added to the converted values.
Note on K232: gepadmin: 1. If you choose "Full Conversion" then Column BA (AMOUNT) and Column BB (TAXES) BOTH values will be convert based on selected Currency in (Column L). 2. If you choose "Partial Conversion" then Column BA (AMOUNT) only will be converted based on selected currency (Column L) and Column BB (TAXES) value (INR) will be added to the converted values.
Note on K234: gepadmin: 1. If you choose "Full Conversion" then Column BA (AMOUNT) and Column BB (TAXES) BOTH values will be convert based on selected Currency in (Column L). 2. If you choose "Partial Conversion" then Column BA (AMOUNT) only will be converted based on selected currency (Column L) and Column BB (TAXES) value (INR) will be added to the converted values.
Note on K235: gepadmin: 1. If you choose "Full Conversion" then Column BA (AMOUNT) and Column BB (TAXES) BOTH values will be convert based on selected Currency in (Column L). 2. If you choose "Partial Conversion" then Column BA (AMOUNT) only will be converted based on selected currency (Column L) and Column BB (TAXES) value (INR) will be added to the converted values.
Note on K236: gepadmin: 1. If you choose "Full Conversion" then Column BA (AMOUNT) and Column BB (TAXES) BOTH values will be convert based on selected Currency in (Column L). 2. If you choose "Partial Conversion" then Column BA (AMOUNT) only will be converted based on selected currency (Column L) and Column BB (TAXES) value (INR) will be added to the converted values.
Note on K237: gepadmin: 1. If you choose "Full Conversion" then Column BA (AMOUNT) and Column BB (TAXES) BOTH values will be convert based on selected Currency in (Column L). 2. If you choose "Partial Conversion" then Column BA (AMOUNT) only will be converted based on selected currency (Column L) and Column BB (TAXES) value (INR) will be added to the converted values.
Note on K239: gepadmin: 1. If you choose "Full Conversion" then Column BA (AMOUNT) and Column BB (TAXES) BOTH values will be convert based on selected Currency in (Column L). 2. If you choose "Partial Conversion" then Column BA (AMOUNT) only will be converted based on selected currency (Column L) and Column BB (TAXES) value (INR) will be added to the converted values.
Note on K240: gepadmin: 1. If you choose "Full Conversion" then Column BA (AMOUNT) and Column BB (TAXES) BOTH values will be convert based on selected Currency in (Column L). 2. If you choose "Partial Conversion" then Column BA (AMOUNT) only will be converted based on selected currency (Column L) and Column BB (TAXES) value (INR) will be added to the converted values.
Note on K241: gepadmin: 1. If you choose "Full Conversion" then Column BA (AMOUNT) and Column BB (TAXES) BOTH values will be convert based on selected Currency in (Column L). 2. If you choose "Partial Conversion" then Column BA (AMOUNT) only will be converted based on selected currency (Column L) and Column BB (TAXES) value (INR) will be added to the converted values.
Note on K242: gepadmin: 1. If you choose "Full Conversion" then Column BA (AMOUNT) and Column BB (TAXES) BOTH values will be convert based on selected Currency in (Column L). 2. If you choose "Partial Conversion" then Column BA (AMOUNT) only will be converted based on selected currency (Column L) and Column BB (TAXES) value (INR) will be added to the converted values.
Note on K243: gepadmin: 1. If you choose "Full Conversion" then Column BA (AMOUNT) and Column BB (TAXES) BOTH values will be convert based on selected Currency in (Column L). 2. If you choose "Partial Conversion" then Column BA (AMOUNT) only will be converted based on selected currency (Column L) and Column BB (TAXES) value (INR) will be added to the converted values.
Note on K245: gepadmin: 1. If you choose "Full Conversion" then Column BA (AMOUNT) and Column BB (TAXES) BOTH values will be convert based on selected Currency in (Column L). 2. If you choose "Partial Conversion" then Column BA (AMOUNT) only will be converted based on selected currency (Column L) and Column BB (TAXES) value (INR) will be added to the converted values.
Note on K247: gepadmin: 1. If you choose "Full Conversion" then Column BA (AMOUNT) and Column BB (TAXES) BOTH values will be convert based on selected Currency in (Column L). 2. If you choose "Partial Conversion" then Column BA (AMOUNT) only will be converted based on selected currency (Column L) and Column BB (TAXES) value (INR) will be added to the converted values.
Note on K249: gepadmin: 1. If you choose "Full Conversion" then Column BA (AMOUNT) and Column BB (TAXES) BOTH values will be convert based on selected Currency in (Column L). 2. If you choose "Partial Conversion" then Column BA (AMOUNT) only will be converted based on selected currency (Column L) and Column BB (TAXES) value (INR) will be added to the converted values.
Note on K250: gepadmin: 1. If you choose "Full Conversion" then Column BA (AMOUNT) and Column BB (TAXES) BOTH values will be convert based on selected Currency in (Column L). 2. If you choose "Partial Conversion" then Column BA (AMOUNT) only will be converted based on selected currency (Column L) and Column BB (TAXES) value (INR) will be added to the converted values.
Note on K251: gepadmin: 1. If you choose "Full Conversion" then Column BA (AMOUNT) and Column BB (TAXES) BOTH values will be convert based on selected Currency in (Column L). 2. If you choose "Partial Conversion" then Column BA (AMOUNT) only will be converted based on selected currency (Column L) and Column BB (TAXES) value (INR) will be added to the converted values.
Note on K252: gepadmin: 1. If you choose "Full Conversion" then Column BA (AMOUNT) and Column BB (TAXES) BOTH values will be convert based on selected Currency in (Column L). 2. If you choose "Partial Conversion" then Column BA (AMOUNT) only will be converted based on selected currency (Column L) and Column BB (TAXES) value (INR) will be added to the converted values.
Note on K255: gepadmin: 1. If you choose "Full Conversion" then Column BA (AMOUNT) and Column BB (TAXES) BOTH values will be convert based on selected Currency in (Column L). 2. If you choose "Partial Conversion" then Column BA (AMOUNT) only will be converted based on selected currency (Column L) and Column BB (TAXES) value (INR) will be added to the converted values.
Note on K257: gepadmin: 1. If you choose "Full Conversion" then Column BA (AMOUNT) and Column BB (TAXES) BOTH values will be convert based on selected Currency in (Column L). 2. If you choose "Partial Conversion" then Column BA (AMOUNT) only will be converted based on selected currency (Column L) and Column BB (TAXES) value (INR) will be added to the converted values.
Note on K260: gepadmin: 1. If you choose "Full Conversion" then Column BA (AMOUNT) and Column BB (TAXES) BOTH values will be convert based on selected Currency in (Column L). 2. If you choose "Partial Conversion" then Column BA (AMOUNT) only will be converted based on selected currency (Column L) and Column BB (TAXES) value (INR) will be added to the converted values.
Note on K263: gepadmin: 1. If you choose "Full Conversion" then Column BA (AMOUNT) and Column BB (TAXES) BOTH values will be convert based on selected Currency in (Column L). 2. If you choose "Partial Conversion" then Column BA (AMOUNT) only will be converted based on selected currency (Column L) and Column BB (TAXES) value (INR) will be added to the converted values.
Note on K265: gepadmin: 1. If you choose "Full Conversion" then Column BA (AMOUNT) and Column BB (TAXES) BOTH values will be convert based on selected Currency in (Column L). 2. If you choose "Partial Conversion" then Column BA (AMOUNT) only will be converted based on selected currency (Column L) and Column BB (TAXES) value (INR) will be added to the converted values.
Note on K269: gepadmin: 1. If you choose "Full Conversion" then Column BA (AMOUNT) and Column BB (TAXES) BOTH values will be convert based on selected Currency in (Column L). 2. If you choose "Partial Conversion" then Column BA (AMOUNT) only will be converted based on selected currency (Column L) and Column BB (TAXES) value (INR) will be added to the converted values.
Note on K271: gepadmin: 1. If you choose "Full Conversion" then Column BA (AMOUNT) and Column BB (TAXES) BOTH values will be convert based on selected Currency in (Column L). 2. If you choose "Partial Conversion" then Column BA (AMOUNT) only will be converted based on selected currency (Column L) and Column BB (TAXES) value (INR) will be added to the converted values.
Note on K273: gepadmin: 1. If you choose "Full Conversion" then Column BA (AMOUNT) and Column BB (TAXES) BOTH values will be convert based on selected Currency in (Column L). 2. If you choose "Partial Conversion" then Column BA (AMOUNT) only will be converted based on selected currency (Column L) and Column BB (TAXES) value (INR) will be added to the converted values.
Note on K275: gepadmin: 1. If you choose "Full Conversion" then Column BA (AMOUNT) and Column BB (TAXES) BOTH values will be convert based on selected Currency in (Column L). 2. If you choose "Partial Conversion" then Column BA (AMOUNT) only will be converted based on selected currency (Column L) and Column BB (TAXES) value (INR) will be added to the converted values.
Note on K277: gepadmin: 1. If you choose "Full Conversion" then Column BA (AMOUNT) and Column BB (TAXES) BOTH values will be convert based on selected Currency in (Column L). 2. If you choose "Partial Conversion" then Column BA (AMOUNT) only will be converted based on selected currency (Column L) and Column BB (TAXES) value (INR) will be added to the converted values.
Note on K279: gepadmin: 1. If you choose "Full Conversion" then Column BA (AMOUNT) and Column BB (TAXES) BOTH values will be convert based on selected Currency in (Column L). 2. If you choose "Partial Conversion" then Column BA (AMOUNT) only will be converted based on selected currency (Column L) and Column BB (TAXES) value (INR) will be added to the converted values.
Note on K281: gepadmin: 1. If you choose "Full Conversion" then Column BA (AMOUNT) and Column BB (TAXES) BOTH values will be convert based on selected Currency in (Column L). 2. If you choose "Partial Conversion" then Column BA (AMOUNT) only will be converted based on selected currency (Column L) and Column BB (TAXES) value (INR) will be added to the converted values.
Note on K282: gepadmin: 1. If you choose "Full Conversion" then Column BA (AMOUNT) and Column BB (TAXES) BOTH values will be convert based on selected Currency in (Column L). 2. If you choose "Partial Conversion" then Column BA (AMOUNT) only will be converted based on selected currency (Column L) and Column BB (TAXES) value (INR) will be added to the converted values.
Note on K283: gepadmin: 1. If you choose "Full Conversion" then Column BA (AMOUNT) and Column BB (TAXES) BOTH values will be convert based on selected Currency in (Column L). 2. If you choose "Partial Conversion" then Column BA (AMOUNT) only will be converted based on selected currency (Column L) and Column BB (TAXES) value (INR) will be added to the converted values.
Note on K285: gepadmin: 1. If you choose "Full Conversion" then Column BA (AMOUNT) and Column BB (TAXES) BOTH values will be convert based on selected Currency in (Column L). 2. If you choose "Partial Conversion" then Column BA (AMOUNT) only will be converted based on selected currency (Column L) and Column BB (TAXES) value (INR) will be added to the converted values.
Note on K286: gepadmin: 1. If you choose "Full Conversion" then Column BA (AMOUNT) and Column BB (TAXES) BOTH values will be convert based on selected Currency in (Column L). 2. If you choose "Partial Conversion" then Column BA (AMOUNT) only will be converted based on selected currency (Column L) and Column BB (TAXES) value (INR) will be added to the converted values.
Note on K287: gepadmin: 1. If you choose "Full Conversion" then Column BA (AMOUNT) and Column BB (TAXES) BOTH values will be convert based on selected Currency in (Column L). 2. If you choose "Partial Conversion" then Column BA (AMOUNT) only will be converted based on selected currency (Column L) and Column BB (TAXES) value (INR) will be added to the converted values.
Note on K289: gepadmin: 1. If you choose "Full Conversion" then Column BA (AMOUNT) and Column BB (TAXES) BOTH values will be convert based on selected Currency in (Column L). 2. If you choose "Partial Conversion" then Column BA (AMOUNT) only will be converted based on selected currency (Column L) and Column BB (TAXES) value (INR) will be added to the converted values.
Note on K290: gepadmin: 1. If you choose "Full Conversion" then Column BA (AMOUNT) and Column BB (TAXES) BOTH values will be convert based on selected Currency in (Column L). 2. If you choose "Partial Conversion" then Column BA (AMOUNT) only will be converted based on selected currency (Column L) and Column BB (TAXES) value (INR) will be added to the converted values.
Note on K291: gepadmin: 1. If you choose "Full Conversion" then Column BA (AMOUNT) and Column BB (TAXES) BOTH values will be convert based on selected Currency in (Column L). 2. If you choose "Partial Conversion" then Column BA (AMOUNT) only will be converted based on selected currency (Column L) and Column BB (TAXES) value (INR) will be added to the converted values.
Note on K293: gepadmin: 1. If you choose "Full Conversion" then Column BA (AMOUNT) and Column BB (TAXES) BOTH values will be convert based on selected Currency in (Column L). 2. If you choose "Partial Conversion" then Column BA (AMOUNT) only will be converted based on selected currency (Column L) and Column BB (TAXES) value (INR) will be added to the converted values.
Note on K296: gepadmin: 1. If you choose "Full Conversion" then Column BA (AMOUNT) and Column BB (TAXES) BOTH values will be convert based on selected Currency in (Column L). 2. If you choose "Partial Conversion" then Column BA (AMOUNT) only will be converted based on selected currency (Column L) and Column BB (TAXES) value (INR) will be added to the converted values.
Note on K298: gepadmin: 1. If you choose "Full Conversion" then Column BA (AMOUNT) and Column BB (TAXES) BOTH values will be convert based on selected Currency in (Column L). 2. If you choose "Partial Conversion" then Column BA (AMOUNT) only will be converted based on selected currency (Column L) and Column BB (TAXES) value (INR) will be added to the converted values.
Note on K299: gepadmin: 1. If you choose "Full Conversion" then Column BA (AMOUNT) and Column BB (TAXES) BOTH values will be convert based on selected Currency in (Column L). 2. If you choose "Partial Conversion" then Column BA (AMOUNT) only will be converted based on selected currency (Column L) and Column BB (TAXES) value (INR) will be added to the converted values.
Note on K300: gepadmin: 1. If you choose "Full Conversion" then Column BA (AMOUNT) and Column BB (TAXES) BOTH values will be convert based on selected Currency in (Column L). 2. If you choose "Partial Conversion" then Column BA (AMOUNT) only will be converted based on selected currency (Column L) and Column BB (TAXES) value (INR) will be added to the converted values.
Note on K301: gepadmin: 1. If you choose "Full Conversion" then Column BA (AMOUNT) and Column BB (TAXES) BOTH values will be convert based on selected Currency in (Column L). 2. If you choose "Partial Conversion" then Column BA (AMOUNT) only will be converted based on selected currency (Column L) and Column BB (TAXES) value (INR) will be added to the converted values.
Note on K302: gepadmin: 1. If you choose "Full Conversion" then Column BA (AMOUNT) and Column BB (TAXES) BOTH values will be convert based on selected Currency in (Column L). 2. If you choose "Partial Conversion" then Column BA (AMOUNT) only will be converted based on selected currency (Column L) and Column BB (TAXES) value (INR) will be added to the converted values.
Note on K303: gepadmin: 1. If you choose "Full Conversion" then Column BA (AMOUNT) and Column BB (TAXES) BOTH values will be convert based on selected Currency in (Column L). 2. If you choose "Partial Conversion" then Column BA (AMOUNT) only will be converted based on selected currency (Column L) and Column BB (TAXES) value (INR) will be added to the converted values.
Note on K304: gepadmin: 1. If you choose "Full Conversion" then Column BA (AMOUNT) and Column BB (TAXES) BOTH values will be convert based on selected Currency in (Column L). 2. If you choose "Partial Conversion" then Column BA (AMOUNT) only will be converted based on selected currency (Column L) and Column BB (TAXES) value (INR) will be added to the converted values.
Note on K305: gepadmin: 1. If you choose "Full Conversion" then Column BA (AMOUNT) and Column BB (TAXES) BOTH values will be convert based on selected Currency in (Column L). 2. If you choose "Partial Conversion" then Column BA (AMOUNT) only will be converted based on selected currency (Column L) and Column BB (TAXES) value (INR) will be added to the converted values.
Note on K306: gepadmin: 1. If you choose "Full Conversion" then Column BA (AMOUNT) and Column BB (TAXES) BOTH values will be convert based on selected Currency in (Column L). 2. If you choose "Partial Conversion" then Column BA (AMOUNT) only will be converted based on selected currency (Column L) and Column BB (TAXES) value (INR) will be added to the converted values.
Note on K307: gepadmin: 1. If you choose "Full Conversion" then Column BA (AMOUNT) and Column BB (TAXES) BOTH values will be convert based on selected Currency in (Column L). 2. If you choose "Partial Conversion" then Column BA (AMOUNT) only will be converted based on selected currency (Column L) and Column BB (TAXES) value (INR) will be added to the converted values.
Note on K308: gepadmin: 1. If you choose "Full Conversion" then Column BA (AMOUNT) and Column BB (TAXES) BOTH values will be convert based on selected Currency in (Column L). 2. If you choose "Partial Conversion" then Column BA (AMOUNT) only will be converted based on selected currency (Column L) and Column BB (TAXES) value (INR) will be added to the converted values.
Note on K309: gepadmin: 1. If you choose "Full Conversion" then Column BA (AMOUNT) and Column BB (TAXES) BOTH values will be convert based on selected Currency in (Column L). 2. If you choose "Partial Conversion" then Column BA (AMOUNT) only will be converted based on selected currency (Column L) and Column BB (TAXES) value (INR) will be added to the converted values.
Note on K310: gepadmin: 1. If you choose "Full Conversion" then Column BA (AMOUNT) and Column BB (TAXES) BOTH values will be convert based on selected Currency in (Column L). 2. If you choose "Partial Conversion" then Column BA (AMOUNT) only will be converted based on selected currency (Column L) and Column BB (TAXES) value (INR) will be added to the converted values.
Note on K311: gepadmin: 1. If you choose "Full Conversion" then Column BA (AMOUNT) and Column BB (TAXES) BOTH values will be convert based on selected Currency in (Column L). 2. If you choose "Partial Conversion" then Column BA (AMOUNT) only will be converted based on selected currency (Column L) and Column BB (TAXES) value (INR) will be added to the converted values.
Note on K312: gepadmin: 1. If you choose "Full Conversion" then Column BA (AMOUNT) and Column BB (TAXES) BOTH values will be convert based on selected Currency in (Column L). 2. If you choose "Partial Conversion" then Column BA (AMOUNT) only will be converted based on selected currency (Column L) and Column BB (TAXES) value (INR) will be added to the converted values.
Note on K313: gepadmin: 1. If you choose "Full Conversion" then Column BA (AMOUNT) and Column BB (TAXES) BOTH values will be convert based on selected Currency in (Column L). 2. If you choose "Partial Conversion" then Column BA (AMOUNT) only will be converted based on selected currency (Column L) and Column BB (TAXES) value (INR) will be added to the converted values.
Note on K314: gepadmin: 1. If you choose "Full Conversion" then Column BA (AMOUNT) and Column BB (TAXES) BOTH values will be convert based on selected Currency in (Column L). 2. If you choose "Partial Conversion" then Column BA (AMOUNT) only will be converted based on selected currency (Column L) and Column BB (TAXES) value (INR) will be added to the converted values.
Note on K315: gepadmin: 1. If you choose "Full Conversion" then Column BA (AMOUNT) and Column BB (TAXES) BOTH values will be convert based on selected Currency in (Column L). 2. If you choose "Partial Conversion" then Column BA (AMOUNT) only will be converted based on selected currency (Column L) and Column BB (TAXES) value (INR) will be added to the converted values.
Note on K316: gepadmin: 1. If you choose "Full Conversion" then Column BA (AMOUNT) and Column BB (TAXES) BOTH values will be convert based on selected Currency in (Column L). 2. If you choose "Partial Conversion" then Column BA (AMOUNT) only will be converted based on selected currency (Column L) and Column BB (TAXES) value (INR) will be added to the converted values.
Note on K317: gepadmin: 1. If you choose "Full Conversion" then Column BA (AMOUNT) and Column BB (TAXES) BOTH values will be convert based on selected Currency in (Column L). 2. If you choose "Partial Conversion" then Column BA (AMOUNT) only will be converted based on selected currency (Column L) and Column BB (TAXES) value (INR) will be added to the converted values.
Note on K318: gepadmin: 1. If you choose "Full Conversion" then Column BA (AMOUNT) and Column BB (TAXES) BOTH values will be convert based on selected Currency in (Column L). 2. If you choose "Partial Conversion" then Column BA (AMOUNT) only will be converted based on selected currency (Column L) and Column BB (TAXES) value (INR) will be added to the converted values.
Note on K319: gepadmin: 1. If you choose "Full Conversion" then Column BA (AMOUNT) and Column BB (TAXES) BOTH values will be convert based on selected Currency in (Column L). 2. If you choose "Partial Conversion" then Column BA (AMOUNT) only will be converted based on selected currency (Column L) and Column BB (TAXES) value (INR) will be added to the converted values.
Note on K320: gepadmin: 1. If you choose "Full Conversion" then Column BA (AMOUNT) and Column BB (TAXES) BOTH values will be convert based on selected Currency in (Column L). 2. If you choose "Partial Conversion" then Column BA (AMOUNT) only will be converted based on selected currency (Column L) and Column BB (TAXES) value (INR) will be added to the converted values.
Note on K321: gepadmin: 1. If you choose "Full Conversion" then Column BA (AMOUNT) and Column BB (TAXES) BOTH values will be convert based on selected Currency in (Column L). 2. If you choose "Partial Conversion" then Column BA (AMOUNT) only will be converted based on selected currency (Column L) and Column BB (TAXES) value (INR) will be added to the converted values.
Note on K322: gepadmin: 1. If you choose "Full Conversion" then Column BA (AMOUNT) and Column BB (TAXES) BOTH values will be convert based on selected Currency in (Column L). 2. If you choose "Partial Conversion" then Column BA (AMOUNT) only will be converted based on selected currency (Column L) and Column BB (TAXES) value (INR) will be added to the converted values.
Note on K323: gepadmin: 1. If you choose "Full Conversion" then Column BA (AMOUNT) and Column BB (TAXES) BOTH values will be convert based on selected Currency in (Column L). 2. If you choose "Partial Conversion" then Column BA (AMOUNT) only will be converted based on selected currency (Column L) and Column BB (TAXES) value (INR) will be added to the converted values.
Note on K82: gepadmin: 1. If you choose "Full Conversion" then Column BA (AMOUNT) and Column BB (TAXES) BOTH values will be convert based on selected Currency in (Column L). 2. If you choose "Partial Conversion" then Column BA (AMOUNT) only will be converted based on selected currency (Column L) and Column BB (TAXES) value (INR) will be added to the converted values.
Note on D117: rRAKESH VERMA: `

## Macros
Please Enable Macros to View BoQ information