## BoQ1 (hidden)
Percentage BoQ
BoQ_Ver3.1 | Percentage | Normal | INR Only | INR
Select, At Par, Excess (+), Less (-) |  | IOCL
Tender Inviting Authority: Executive Engineer, IWD, IIT, Kanpur
Name of Work: Construction of room on terrace of North- West block of Faculty Building with construction of Lift well implace of spiral fire escape.
Contract No: 31/Civil/Div-2/2019-20/02
Name of the Bidder/ Bidding Firm / Company :
PRICE SCHEDULE (This BOQ template must not be modified/replaced by the bidder and the same should be uploaded after filling the relevant columns, else the bidder is liable to be rejected for this tender. Bidders are allowed to enter the Bidder Name and Values only )
NUMBER # | TEXT # | TEXT # | NUMBER # | TEXT # | NUMBER | NUMBER | TEXT | TEXT # | NUMBER # | TEXT# | TEXT # | NUMBER # | NUMBER | NUMBER | NUMBER | NUMBER | TEXT | TEXT | NUMBER | NUMBER | NUMBER | NUMBER | TEXT | TEXT | NUMBER | NUMBER | NUMBER | NUMBER | TEXT | TEXT | NUMBER | NUMBER | NUMBER | NUMBER | TEXT | TEXT | NUMBER | NUMBER | NUMBER | NUMBER | TEXT | TEXT | NUMBER | NUMBER | NUMBER # | NUMBER # | TEXT | TEXT | NUMBER # | NUMBER # | DATE | NUMBER # | NUMBER # | TEXT #
Sl. No. | Item Description | Item Code / Make | Quantity | Units | Estimated Rate in Rs. P |  |  | Addition / Deduction | Addition / Deduction Values | Currency Convertion against each Item | Quoted Currency in INR / Other Currency | BASIC RATE In Figures To be entered by the Bidder Rs. P | Excise Duty | VAT | Freight Charges ( Unloading & Stacking) | Any Other Taxes/Duties/Levies |  |  | Other Taxes 2 | IIIrd Party i.e DGS&D / RITES etc Inspection Charges @0.34%+Service Tax | Less for Cenvat Credit,if any respect of Supplies Under full Excise Duty Category | [30 empty] | TOTAL AMOUNT in Rs. P | TOTAL AMOUNT With Taxes | TOTAL AMOUNT In Words
1 | 2 | 3 | 4 | 5 | 6 | 7 | 8 | 9 | 10 | 11 | 12 | 13 | 14 | 15 | 16 | 17 | 18 | 19 | 20 | 21 | 22 | 23 | 24 | 25 | 26 | 27 | 28 | 29 | 30 | 31 | 32 | 33 | 34 | 35 | 36 | 37 | 38 | 39 | 40 | 41 | 42 | 43 | 44 | 45 | 46 | 47 | 48 | 49 | 50 | 51 | 52 | 7 | 54 | 8
1 | EARTH WORK | item no.1 | [52 empty] | 1 | EARTH WORK | item no.1 |  |  | Construction of chamber for 100mm sluices valve | item1 | 10 | 1 Nos
1.01 | Earth work in excavation by mechanical means (Hydraulic excavator) / manual means in foundation trenches or drains (not exceeding 1.5 m in width or 10 sqm on plan), including dressing of sides and ramming of bottoms, lift upto 1.5 m, including getting out the excavated soil and disposal of surplus excavated soil as directed, within a lead of 50 m. | item no.2 | [52 empty] | 1.01 | Earth work in excavation by mechanical means (Hydraulic excavator) / manual means in foundation trenches or drains (not exceeding 1.5 m in width or 10 sqm on plan), including dressing of sides and ramming of bottoms, lift upto 1.5 m, including getting out the excavated soil and disposal of surplus excavated soil as directed, within a lead of 50 m. | item no.2 |  |  | Supplying, Conveying and fixing spls. Including eart | item1 | 123.223 | Nos
1.02 | All kinds of soil. | item no.3 | 48 | cum | 221.21 |  |  | Excess(+) | 1 | Full Conversion | INR | [40 empty] | 10618 | 10618 | INR Ten Thousand Six Hundred & Eighteen Only | 1.02 | All kinds of soil. | item no.3 | 48 | cum | Construction of chamber for 100mm sluice plates | item2 | 213 | Nos
1.03 | Filling available excavated earth (excluding rock) in trenches, plinth, sides of foundations etc. in layers not exceeding 20cm in depth, consolidating each deposited layer by ramming and watering, lead up to 50 m and lift upto 1.5 m. | item no.4 | 30 | cum | 192.59 |  |  | Excess(+) | 1 | Full Conversion | INR | [40 empty] | 5778 | 5778 | INR Five Thousand Seven Hundred & Seventy Eight Only | 1.03 | Filling available excavated earth (excluding rock) in trenches, plinth, sides of foundations etc. in layers not exceeding 20cm in depth, consolidating each deposited layer by ramming and watering, lead up to 50 m and lift upto 1.5 m. | item no.4 | 30 | cum
1.04 | Extra for every additional lift of 1.5 m or part thereof in excavation / banking excavated or stacked materials. | item no.5 | [52 empty] | 1.04 | Extra for every additional lift of 1.5 m or part thereof in excavation / banking excavated or stacked materials. | item no.5
1.05 | All kinds of soil | item no.6 | 12 | cum | 79.26 | 2695 |  | Excess(+) | 1 | Full Conversion | INR | [40 empty] | 951 | 951 | INR Nine Hundred & Fifty One Only | 1.05 | All kinds of soil | item no.6 | 12 | cum
2 | CONCRETE WORK | item no.7 | [52 empty] | 2 | CONCRETE WORK | item no.7
2.01 | Providing and laying in position cement concrete of specified grade excluding the cost of centering and shuttering - All work up to plinth level : | item no.8 | [52 empty] | 2.01 | Providing and laying in position cement concrete of specified grade excluding the cost of centering and shuttering - All work up to plinth level : | item no.8 |  |  | Construction of chamber for 100mm sluices valve | item3 | 10 | Nos
2.02 | 1:4:8 (1 Cement : 4 coarse sand (zone-III) derived from natural sources : 8 graded stone aggregate 40 mm nominal size derived from natural sources). | item no.9 | 2.4 | cum | 5076.37 |  |  | Excess(+) | 1 | Full Conversion | INR | [40 empty] | 12183 | 12183 | INR Twelve Thousand One Hundred & Eighty Three Only | 2.02 | 1:4:8 (1 Cement : 4 coarse sand (zone-III) derived from natural sources : 8 graded stone aggregate 40 mm nominal size derived from natural sources). | item no.9 | 2.4 | cum
2.03 | Making plinth protection 50mm thick of cement concrete 1:3:6 (1 cement : 3 coarse sand derived from natural sources : 6 graded stone aggregate 20 mm nominal size derived from natural sources) over 75mm thick bed of dry brick ballast 40 mm nominal size, well rammed and consolidated and grouted with fine sand, including necessary excavation, levelling & dressing & finishing the top smooth. | item no.10 | 10 | sqm | 538.4 |  |  | Excess(+) | 1 | Full Conversion | INR | [40 empty] | 5384 | 5384 | INR Five Thousand Three Hundred & Eighty Four Only | 2.03 | Making plinth protection 50mm thick of cement concrete 1:3:6 (1 cement : 3 coarse sand derived from natural sources : 6 graded stone aggregate 20 mm nominal size derived from natural sources) over 75mm thick bed of dry brick ballast 40 mm nominal size, well rammed and consolidated and grouted with fine sand, including necessary excavation, levelling & dressing & finishing the top smooth. | item no.10 | 10 | sqm | Supplying, Conveying and fixing spls. Including eart | item1 | 123.223 | Nos
3 | REINFORCED CEMENT CONCRETE | item no.11 | [52 empty] | 3 | REINFORCED CEMENT CONCRETE | item no.11 |  |  | Supplying, Conveying and fixing spls. Including ea | item4 | 10 | Nos
3.01 | Reinforced cement concrete work in walls (any thickness), including attached pilasters, buttresses, plinth and string courses, fillets, columns, pillars, piers, abutments, posts and struts etc. above plinth level up to floor five level, excluding cost of centering, shuttering, finishing and reinforcement | item no.12 | [52 empty] | 3.01 | Reinforced cement concrete work in walls (any thickness), including attached pilasters, buttresses, plinth and string courses, fillets, columns, pillars, piers, abutments, posts and struts etc. above plinth level up to floor five level, excluding cost of centering, shuttering, finishing and reinforcement | item no.12
3.02 | 1:1.5:3 (1 cement : 1.5 coarse sand (zone-III) derived from natural sources : 3 graded stone aggregate 20 mm nominal size derived from natural sources). | item no.13 | 1.8 | cum | 8159.57 |  |  | Excess(+) | 1 | Full Conversion | INR | [40 empty] | 14687 | 14687 | INR Fourteen Thousand Six Hundred & Eighty Seven Only | 3.02 | 1:1.5:3 (1 cement : 1.5 coarse sand (zone-III) derived from natural sources : 3 graded stone aggregate 20 mm nominal size derived from natural sources). | item no.13 | 1.8 | cum | Construction of chamber for 100mm sluice plates | item2 | 213 | Nos
3.03 | Centering and shuttering including strutting, propping etc. and removal of form for | item no.14 | [52 empty] | 3.03 | Centering and shuttering including strutting, propping etc. and removal of form for | item no.14
3.04 | Foundations, footings, bases of columns, etc. for mass concrete | item no.15 | 8 | sqm | 249.75 |  |  | Excess(+) | 1 | Full Conversion | INR | [40 empty] | 1998 | 1998 | INR One Thousand Nine Hundred & Ninety Eight Only | 3.04 | Foundations, footings, bases of columns, etc. for mass concrete | item no.15 | 8 | sqm
3.05 | Walls (any thickness) including attached pilasters, butteresses, plinth and string courses etc. | item no.16 | 305 | sqm | 534.23 |  |  | Excess(+) | 1 | Full Conversion | INR | [40 empty] | 162940 | 162940 | INR One Lakh Sixty Two Thousand Nine Hundred & Forty Only | 3.05 | Walls (any thickness) including attached pilasters, butteresses, plinth and string courses etc. | item no.16 | 305 | sqm
3.06 | Columns, Pillars, Piers, Abutments, Posts and Struts | item no.17 | 272 | sqm | 643.31 |  |  | Excess(+) | 1 | Full Conversion | INR | [40 empty] | 174980 | 174980 | INR One Lakh Seventy Four Thousand Nine Hundred & Eighty Only | 3.06 | Columns, Pillars, Piers, Abutments, Posts and Struts | item no.17 | 272 | sqm
3.07 | Small lintels not exceeding 1.5 m clear span, moulding as in cornices, window sills, string courses, bands, copings, bed plates, anchor blocks and the like | item no.18 | 16 | sqm | 249.75 |  |  | Excess(+) | 1 | Full Conversion | INR | [40 empty] | 3996 | 3996 | INR Three Thousand Nine Hundred & Ninety Six Only | 3.07 | Small lintels not exceeding 1.5 m clear span, moulding as in cornices, window sills, string courses, bands, copings, bed plates, anchor blocks and the like | item no.18 | 16 | sqm
3.08 | Small surfaces such as cantilever ends, brackets and ends of steps, caps and bases to pilasters and columns and the like | item no.19 | 5 | sqm | 678.38 | 30600 |  | Excess(+) | 1 | Full Conversion | INR | [40 empty] | 3392 | 3392 | INR Three Thousand Three Hundred & Ninety Two Only | 3.08 | Small surfaces such as cantilever ends, brackets and ends of steps, caps and bases to pilasters and columns and the like | item no.19 | 5 | sqm
3.09 | Suspended floors, roofs, landings, balconies and access platform with water proof ply 12 mm thick | item no.20 | 63 | sqm | 683.29 |  |  | Excess(+) | 1 | Full Conversion | INR | [40 empty] | 43047 | 43047 | INR Forty Three Thousand &Forty Seven Only | 3.09 | Suspended floors, roofs, landings, balconies and access platform with water proof ply 12 mm thick | item no.20 | 63 | sqm
3.1 | Lintels, beams, plinth beams, girders, bressumers and cantilevers with water proof ply 12 mm thick | item no.21 | 705 | sqm | 562.56 | 30600 |  | Excess(+) | 1 | Full Conversion | INR | [40 empty] | 396605 | 396605 | INR Three Lakh Ninety Six Thousand Six Hundred & Five Only | 3.1 | Lintels, beams, plinth beams, girders, bressumers and cantilevers with water proof ply 12 mm thick | item no.21 | 705 | sqm
3.11 | Extra for additional height in centering, shuttering where ever required with adequate bracing, propping etc., including cost of de-shuttering and decentering at all levels, over a height of 3.5 m, for every additional height of 1 metre or part thereof (Plan area to be measured). | item no.22 | [52 empty] | 3.11 | Extra for additional height in centering, shuttering where ever required with adequate bracing, propping etc., including cost of de-shuttering and decentering at all levels, over a height of 3.5 m, for every additional height of 1 metre or part thereof (Plan area to be measured). | item no.22
3.12 | Suspended floors, roofs, landing, beams and balconies (Plan area to be measured) | item no.23 | 1320 | sqm | 252.08 | 30600 |  | Excess(+) | 1 | Full Conversion | INR | [40 empty] | 332746 | 332746 | INR Three Lakh Thirty Two Thousand Seven Hundred & Forty Six Only | 3.12 | Suspended floors, roofs, landing, beams and balconies (Plan area to be measured) | item no.23 | 1320 | sqm
3.13 | Steel reinforcement for R.C.C. work including straightening, cutting, bending, placing in position and binding all complete upto plinth level. | item no.24 | [52 empty] | 3.13 | Steel reinforcement for R.C.C. work including straightening, cutting, bending, placing in position and binding all complete upto plinth level. | item no.24
3.14 | Thermo-Mechanically Treated bars of grade Fe-500D or more. | item no.25 | 1370 | kg | 73.21 |  |  | Excess(+) | 1 | Full Conversion | INR | [40 empty] | 100298 | 100298 | INR One Lakh Two Hundred & Ninety Eight Only | 3.14 | Thermo-Mechanically Treated bars of grade Fe-500D or more. | item no.25 | 1370 | kg
3.15 | Steel reinforcement for R.C.C. work including straightening, cutting, bending, placing in position and binding all complete above plinth level. | item no.26 | [52 empty] | 3.15 | Steel reinforcement for R.C.C. work including straightening, cutting, bending, placing in position and binding all complete above plinth level. | item no.26
3.16 | Thermo-Mechanically Treated bars of grade Fe-500D or more. | item no.27 | 14850 | kg | 73.21 |  |  | Excess(+) | 1 | Full Conversion | INR | [40 empty] | 1087169 | 1087169 | INR Ten Lakh Eighty Seven Thousand One Hundred & Sixty Nine Only | 3.16 | Thermo-Mechanically Treated bars of grade Fe-500D or more. | item no.27 | 14850 | kg
3.17 | Providing and fixing sheet covering over expansion joints with iron screws as per design. | item no.28 | [52 empty] | 3.17 | Providing and fixing sheet covering over expansion joints with iron screws as per design. | item no.28
3.18 | Aluminium fluted strips 3.15 mm thick. | item no.29 | [52 empty] | 3.18 | Aluminium fluted strips 3.15 mm thick. | item no.29
3.19 | 200 mm wide | item no.30 | 12 | metre | 574.26 | 7563 |  | Excess(+) | 1 | Full Conversion | INR | [40 empty] | 6891 | 6891 | INR Six Thousand Eight Hundred & Ninety One Only | 3.19 | 200 mm wide | item no.30 | 12 | metre
3.2 | Add for plaster drip course/ groove in plastered surface or moulding to R.C.C. projections. | item no.31 | 151 | metre | 51.64 |  |  | Excess(+) | 1 | Full Conversion | INR | [40 empty] | 7798 | 7798 | INR Seven Thousand Seven Hundred & Ninety Eight Only | 3.2 | Add for plaster drip course/ groove in plastered surface or moulding to R.C.C. projections. | item no.31 | 151 | metre
3.21 | Providing and laying in position machine batched and machine mixed design mix M-25 grade cement concrete for reinforced cement concrete work, using coarse aggregate as well as fine aggregate derived from natural sources and cement content as per approved design mix, including pumping of concrete to site of laying but excluding the cost of centering, shuttering, finishing and reinforcement, including admixtures in recommended proportions as per IS: 9103 to accelerate, retard setting of concrete, improve workability without impairing strength and durability as per direction of Engineer-in-charge. (Note:- Cement content considered in this item is @ 330 kg/cum."Excess/ less cement used as per design mix is payable/recoverable separately). | item no.32 | [52 empty] | 3.21 | Providing and laying in position machine batched and machine mixed design mix M-25 grade cement concrete for reinforced cement concrete work, using coarse aggregate as well as fine aggregate derived from natural sources and cement content as per approved design mix, including pumping of concrete to site of laying but excluding the cost of centering, shuttering, finishing and reinforcement, including admixtures in recommended proportions as per IS: 9103 to accelerate, retard setting of concrete, improve workability without impairing strength and durability as per direction of Engineer-in-charge. (Note:- Cement content considered in this item is @ 330 kg/cum."Excess/ less cement used as per design mix is payable/recoverable separately). | item no.32
3.22 | All works upto plinth level | item no.33 | 11.6 | cum | 7012.09 |  |  | Excess(+) | 1 | Full Conversion | INR | [40 empty] | 81340 | 81340 | INR Eighty One Thousand Three Hundred & Forty Only | 3.22 | All works upto plinth level | item no.33 | 11.6 | cum
3.23 | All works above plinth level upto floor V level | item no.34 | 126 | cum | 8242.74 |  |  | Excess(+) | 1 | Full Conversion | INR | [40 empty] | 1038585 | 1038585 | INR Ten Lakh Thirty Eight Thousand Five Hundred & Eighty Five Only | 3.23 | All works above plinth level upto floor V level | item no.34 | 126 | cum
3.24 | Extra for providing richer mixes at all floor levels. Note:- Excess/less cement over the specified cement content used is payable /recoverable separately. | item no.35 | [52 empty] | 3.24 | Extra for providing richer mixes at all floor levels. Note:- Excess/less cement over the specified cement content used is payable /recoverable separately. | item no.35
3.25 | Providing M-30 grade concrete instead of M-25 grade BMC/ RMC. (Note:- Cement content considered in M-30 is @ 340 kg/cum) | item no.36 | 12.5 | cum | 61.15 |  |  | Excess(+) | 1 | Full Conversion | INR | [40 empty] | 764 | 764 | INR Seven Hundred & Sixty Four Only | 3.25 | Providing M-30 grade concrete instead of M-25 grade BMC/ RMC. (Note:- Cement content considered in M-30 is @ 340 kg/cum) | item no.36 | 12.5 | cum
3.26 | Add for using extra cement in the items of design mix over and above the specified cement content therein. | item no.37 | 85 | quintal | 590.35 |  |  | Excess(+) | 1 | Full Conversion | INR | [40 empty] | 50180 | 50180 | INR Fifty Thousand One Hundred & Eighty Only | 3.26 | Add for using extra cement in the items of design mix over and above the specified cement content therein. | item no.37 | 85 | quintal
3.27 | Extra for R.C.C./ B.M.C/ R.M.C. work above floor V level for each four floors or part thereof. | item no.38 | 126 | cum | 246.33 | 251680 |  | Excess(+) | 1 | Full Conversion | INR | [40 empty] | 31038 | 31038 | INR Thirty One Thousand &Thirty Eight Only | 3.27 | Extra for R.C.C./ B.M.C/ R.M.C. work above floor V level for each four floors or part thereof. | item no.38 | 126 | cum
3.28 | Providing and fixing of expansion joint system related with floor location as per drawings and direction of Engineer-In-Charge. The joints system will be of extruded aluminum base members, self aligning / self centering arrangement and support plates etc. as per ASTM B221-02. The system shall be such that it provides floor to floor /floor to wall expansion control system for various vertical localtion in load application areas that accommodates multi directional seismic movement without stress to it's components. System shall consist of metal profiles with a universal aluminum base member designed to accommodate various project conditions and finish floor treatments. The cover plate shall be designed of width and thickness required to satisfy projects movement and loading requirements and secured to base members by utilizing manufacturer’s pre-engineered self- centering arrangement that freely rotates / moves in all directions. The Self - centering arrangement shall exhibit circular sphere ends that lock and slide inside the corresponding aluminum extrusion cavity to allow freedom of movement and flexure in all directions including vertical displacement. Provision of Moisture Barrier Membrane in the Joint System to have watertight joint is mandatory requirement all as per the manufactures design and as approved by Engineer -in-Charge. (Material shall confirm to ASTM 6063). | item no.39 | [52 empty] | 3.28 | Providing and fixing of expansion joint system related with floor location as per drawings and direction of Engineer-In-Charge. The joints system will be of extruded aluminum base members, self aligning / self centering arrangement and support plates etc. as per ASTM B221-02. The system shall be such that it provides floor to floor /floor to wall expansion control system for various vertical localtion in load application areas that accommodates multi directional seismic movement without stress to it's components. System shall consist of metal profiles with a universal aluminum base member designed to accommodate various project conditions and finish floor treatments. The cover plate shall be designed of width and thickness required to satisfy projects movement and loading requirements and secured to base members by utilizing manufacturer’s pre-engineered self- centering arrangement that freely rotates / moves in all directions. The Self - centering arrangement shall exhibit circular sphere ends that lock and slide inside the corresponding aluminum extrusion cavity to allow freedom of movement and flexure in all directions including vertical displacement. Provision of Moisture Barrier Membrane in the Joint System to have watertight joint is mandatory requirement all as per the manufactures design and as approved by Engineer -in-Charge. (Material shall confirm to ASTM 6063). | item no.39
3.29 | Floor Joint of 100 mm gap | item no.40 | 6 | metre | 4905.61 |  |  | Excess(+) | 1 | Full Conversion | INR | [40 empty] | 29434 | 29434 | INR Twenty Nine Thousand Four Hundred & Thirty Four Only | 3.29 | Floor Joint of 100 mm gap | item no.40 | 6 | metre
4 | MASONRY WORK | item no.41 | [52 empty] | 4 | MASONRY WORK | item no.41
4.01 | Half brick masonry with common burnt clay F.P.S. (non modular) bricks of class designation 7.5 in superstructure above plinth level up to floor V level. | item no.42 | [52 empty] | 4.01 | Half brick masonry with common burnt clay F.P.S. (non modular) bricks of class designation 7.5 in superstructure above plinth level up to floor V level. | item no.42
4.02 | Cement mortar 1:4 (1 cement :4 coarse sand) | item no.43 | 418 | sqm | 817.27 |  |  | Excess(+) | 1 | Full Conversion | INR | [40 empty] | 341619 | 341619 | INR Three Lakh Forty One Thousand Six Hundred & Nineteen Only | 4.02 | Cement mortar 1:4 (1 cement :4 coarse sand) | item no.43 | 418 | sqm
4.03 | Extra for half brick masonry in superstructure, above floor V level for every four floors or part thereof by mechanical means. | item no.44 | 418 | sqm | 18.36 |  |  | Excess(+) | 1 | Full Conversion | INR | [40 empty] | 7674 | 7674 | INR Seven Thousand Six Hundred & Seventy Four Only | 4.03 | Extra for half brick masonry in superstructure, above floor V level for every four floors or part thereof by mechanical means. | item no.44 | 418 | sqm
4.04 | Extra for providing and placing in position 2 Nos 6mm dia. M.S. bars at every third course of half brick masonry. | item no.45 | 418 | sqm | 70.23 |  |  | Excess(+) | 1 | Full Conversion | INR | [40 empty] | 29356 | 29356 | INR Twenty Nine Thousand Three Hundred & Fifty Six Only | 4.04 | Extra for providing and placing in position 2 Nos 6mm dia. M.S. bars at every third course of half brick masonry. | item no.45 | 418 | sqm
4.05 | Brick work with common burnt clay selected F.P.S. (non modular) bricks of class designation 7.5 in exposed brick work including making horizontal and vertical grooves 10 mm wide 12 mm deep complete in cement mortar 1:6 (1 cement : 6 coarse sand) | item no.46 | [52 empty] | 4.05 | Brick work with common burnt clay selected F.P.S. (non modular) bricks of class designation 7.5 in exposed brick work including making horizontal and vertical grooves 10 mm wide 12 mm deep complete in cement mortar 1:6 (1 cement : 6 coarse sand) | item no.46
4.06 | Above plinth level upto floor V level | item no.47 | 92 | cum | 6867.16 | 20610 |  | Excess(+) | 1 | Full Conversion | INR | [40 empty] | 631779 | 631779 | INR Six Lakh Thirty One Thousand Seven Hundred & Seventy Nine Only | 4.06 | Above plinth level upto floor V level | item no.47 | 92 | cum
4.07 | Brick edging 7cm wide 11.4 cm deep to plinth protection with common burnt clay F.P.S. (non modular) bricks of class designation 7.5 including grouting with cement mortar 1:4 (1 cement : 4 fine sand). | item no.48 | 5.6 | metre | 45.59 |  |  | Excess(+) | 1 | Full Conversion | INR | [40 empty] | 255 | 255 | INR Two Hundred & Fifty Five Only | 4.07 | Brick edging 7cm wide 11.4 cm deep to plinth protection with common burnt clay F.P.S. (non modular) bricks of class designation 7.5 including grouting with cement mortar 1:4 (1 cement : 4 fine sand). | item no.48 | 5.6 | metre
5 | CLADDING WORK | item no.49 | [52 empty] | 5 | CLADDING WORK | item no.49
5.01 | Providing edge moulding to 18 mm thick marble stone counters, Vanities etc., including machine polishing to edge to give high gloss finish etc. complete as per design approved by Engineer-in-Charge. | item no.50 | [52 empty] | 5.01 | Providing edge moulding to 18 mm thick marble stone counters, Vanities etc., including machine polishing to edge to give high gloss finish etc. complete as per design approved by Engineer-in-Charge. | item no.50
5.02 | Granite work | item no.51 | 40 | metre | 329.89 | 37800 |  | Excess(+) | 1 | Full Conversion | INR | [40 empty] | 13196 | 13196 | INR Thirteen Thousand One Hundred & Ninety Six Only | 5.02 | Granite work | item no.51 | 40 | metre
5.03 | Providing and fixing cramps of required size & shape in RCC/ CC / Brick masonry backing with cement mortar 1:2 ( 1 cement :2 coarse sand), including drilling necessary hole in stones and embedding the cramp in the hole (fastener to be paid separately). | item no.52 | [52 empty] | 5.03 | Providing and fixing cramps of required size & shape in RCC/ CC / Brick masonry backing with cement mortar 1:2 ( 1 cement :2 coarse sand), including drilling necessary hole in stones and embedding the cramp in the hole (fastener to be paid separately). | item no.52
5.04 | Stainless steel cramps | item no.53 | 50 | kg | 537.13 |  |  | Excess(+) | 1 | Full Conversion | INR | [40 empty] | 26857 | 26857 | INR Twenty Six Thousand Eight Hundred & Fifty Seven Only | 5.04 | Stainless steel cramps | item no.53 | 50 | kg
5.05 | Providing and fixing machine cut, mirror/ eggshell polished , Marble stone work for wall lining (veneer work) including dado, skirting, risers of steps etc., in required design and pattern wherever required, stones of different finished surface texture, on 12 mm (average) thick cement mortar 1:3 (1 cement : 3 coarse sand) laid and jointed with white cement slurry @ 3.3 kg/sqm including pointing with white cement slurry admixed with pigment of matching shade, including rubbing, curing, polishing etc. all complete as per Architectural drawings, and as directed by the Engineer-in-Charge. | item no.54 | [52 empty] | 5.05 | Providing and fixing machine cut, mirror/ eggshell polished , Marble stone work for wall lining (veneer work) including dado, skirting, risers of steps etc., in required design and pattern wherever required, stones of different finished surface texture, on 12 mm (average) thick cement mortar 1:3 (1 cement : 3 coarse sand) laid and jointed with white cement slurry @ 3.3 kg/sqm including pointing with white cement slurry admixed with pigment of matching shade, including rubbing, curing, polishing etc. all complete as per Architectural drawings, and as directed by the Engineer-in-Charge. | item no.54
5.06 | 18 mm thick Italian Marble stone slab,Perlato, Rosso verona, Fire Red or Dark Emperadore etc. | item no.55 | 33 | sqm | 7736.73 |  |  | Excess(+) | 1 | Full Conversion | INR | [40 empty] | 255312 | 255312 | INR Two Lakh Fifty Five Thousand Three Hundred & Twelve Only | 5.06 | 18 mm thick Italian Marble stone slab,Perlato, Rosso verona, Fire Red or Dark Emperadore etc. | item no.55 | 33 | sqm
6 | WOOD AND PVC WORK | item no.56 | [52 empty] | 6 | WOOD AND PVC WORK | item no.56
6.01 | Providing and fixing ISI marked flush door shutters conforming to IS : 2202 (Part I) non-decorative type, core of block board construction with frame of 1st class hard wood and well matched commercial 3 ply veneering with vertical grains or cross bands and face veneers on both faces of shutters: | item no.57 | [52 empty] | 6.01 | Providing and fixing ISI marked flush door shutters conforming to IS : 2202 (Part I) non-decorative type, core of block board construction with frame of 1st class hard wood and well matched commercial 3 ply veneering with vertical grains or cross bands and face veneers on both faces of shutters: | item no.57
6.02 | 35 mm thick including ISI marked Stainless Steel butt hinges with necessary screws | item no.58 | 44 | sqm | 1654.27 |  |  | Excess(+) | 1 | Full Conversion | INR | [40 empty] | 72788 | 72788 | INR Seventy Two Thousand Seven Hundred & Eighty Eight Only | 6.02 | 35 mm thick including ISI marked Stainless Steel butt hinges with necessary screws | item no.58 | 44 | sqm
6.03 | Extra for providing lipping with 2nd class teak wood battens 25 mm minimum depth on all edges of flush door shutters (over all area of door shutter to be measured). | item no.59 | 44 | sqm | 351.95 | 1455 |  | Excess(+) | 1 | Full Conversion | INR | [40 empty] | 15486 | 15486 | INR Fifteen Thousand Four Hundred & Eighty Six Only | 6.03 | Extra for providing lipping with 2nd class teak wood battens 25 mm minimum depth on all edges of flush door shutters (over all area of door shutter to be measured). | item no.59 | 44 | sqm
6.04 | Extra for providing vision panel not exceeding 0.1 sqm in all type of flush doors (cost of glass excluded) (overall area of door shutter to be measured): | item no.60 | [52 empty] | 6.04 | Extra for providing vision panel not exceeding 0.1 sqm in all type of flush doors (cost of glass excluded) (overall area of door shutter to be measured): | item no.60
6.05 | Rectangular or square | item no.61 | 11.34 | sqm | 152.52 | 12714 |  | Excess(+) | 1 | Full Conversion | INR | [40 empty] | 1730 | 1730 | INR One Thousand Seven Hundred & Thirty Only | 6.05 | Rectangular or square | item no.61 | 11.34 | sqm
6.06 | Extra for cutting rebate in flush door shutters (Total area of the shutter to be measured). | item no.62 | 11.34 | sqm | 82.11 |  |  | Excess(+) | 1 | Full Conversion | INR | [40 empty] | 931 | 931 | INR Nine Hundred & Thirty One Only | 6.06 | Extra for cutting rebate in flush door shutters (Total area of the shutter to be measured). | item no.62 | 11.34 | sqm
6.07 | Providing and fixing ISI marked oxidised M.S. handles conforming to IS:4992 with necessary screws etc. complete : | item no.63 | [52 empty] | 6.07 | Providing and fixing ISI marked oxidised M.S. handles conforming to IS:4992 with necessary screws etc. complete : | item no.63
6.08 | 100 mm | item no.64 | 68 | each | 24.5 |  |  | Excess(+) | 1 | Full Conversion | INR | [40 empty] | 1666 | 1666 | INR One Thousand Six Hundred & Sixty Six Only | 6.08 | 100 mm | item no.64 | 68 | each
6.09 | Providing and fixing oxidised M.S. casement stays (straight peg type) with necessary screws etc. complete. | item no.65 | [52 empty] | 6.09 | Providing and fixing oxidised M.S. casement stays (straight peg type) with necessary screws etc. complete. | item no.65
6.1 | 250 mm weighing not less than 150 gms | item no.66 | 68 | each | 45.06 | 434553 |  | Excess(+) | 1 | Full Conversion | INR | [40 empty] | 3064 | 3064 | INR Three Thousand &Sixty Four Only | 6.1 | 250 mm weighing not less than 150 gms | item no.66 | 68 | each
6.11 | Providing and fixing aluminium die cast body tubular type universal hydraulic door closer (having brand logo with ISI, IS : 3564, embossed on the body, door weight upto 35 kg and door width upto 700 mm), with necessary accessories and screws etc. complete. | item no.67 | 19 | each | 879.87 |  |  | Excess(+) | 1 | Full Conversion | INR | [40 empty] | 16718 | 16718 | INR Sixteen Thousand Seven Hundred & Eighteen Only | 6.11 | Providing and fixing aluminium die cast body tubular type universal hydraulic door closer (having brand logo with ISI, IS : 3564, embossed on the body, door weight upto 35 kg and door width upto 700 mm), with necessary accessories and screws etc. complete. | item no.67 | 19 | each
6.12 | Providing and fixing aluminium sliding door bolts, ISI marked anodised (anodic coating not less than grade AC 10 as per IS : 1868), transparent or dyed to required colour or shade, with nuts and screws etc. complete : | item no.68 | [52 empty] | 6.12 | Providing and fixing aluminium sliding door bolts, ISI marked anodised (anodic coating not less than grade AC 10 as per IS : 1868), transparent or dyed to required colour or shade, with nuts and screws etc. complete : | item no.68
6.13 | 250x16 mm | item no.69 | 19 | each | 203.15 |  |  | Excess(+) | 1 | Full Conversion | INR | [40 empty] | 3860 | 3860 | INR Three Thousand Eight Hundred & Sixty Only | 6.13 | 250x16 mm | item no.69 | 19 | each
6.14 | Providing and fixing aluminium tower bolts, ISI marked, anodised (anodic coating not less than grade AC 10 as per IS : 1868 ) transparent or dyed to required colour or shade, with necessary screws etc. complete : | item no.70 | [52 empty] | 6.14 | Providing and fixing aluminium tower bolts, ISI marked, anodised (anodic coating not less than grade AC 10 as per IS : 1868 ) transparent or dyed to required colour or shade, with necessary screws etc. complete : | item no.70
6.15 | 250x10 mm | item no.71 | 38 | each | 90.79 |  |  | Excess(+) | 1 | Full Conversion | INR | [40 empty] | 3450 | 3450 | INR Three Thousand Four Hundred & Fifty Only | 6.15 | 250x10 mm | item no.71 | 38 | each
6.16 | 100x10 mm | item no.72 | 128 | each | 50.98 |  |  | Excess(+) | 1 | Full Conversion | INR | [40 empty] | 6525 | 6525 | INR Six Thousand Five Hundred & Twenty Five Only | 6.16 | 100x10 mm | item no.72 | 128 | each
6.17 | Providing and fixing aluminium handles, ISI marked, anodised (anodic coating not less than grade AC 10 as per IS : 1868) transparent or dyed to required colour or shade, with necessary screws etc. complete : | item no.73 | [52 empty] | 6.17 | Providing and fixing aluminium handles, ISI marked, anodised (anodic coating not less than grade AC 10 as per IS : 1868) transparent or dyed to required colour or shade, with necessary screws etc. complete : | item no.73
6.18 | 125 mm | item no.74 | 44 | each | 52.3 |  |  | Excess(+) | 1 | Full Conversion | INR | [40 empty] | 2301 | 2301 | INR Two Thousand Three Hundred & One Only | 6.18 | 125 mm | item no.74 | 44 | each
6.19 | 100 mm | item no.75 | 64 | each | 46.33 | 1455 |  | Excess(+) | 1 | Full Conversion | INR | [40 empty] | 2965 | 2965 | INR Two Thousand Nine Hundred & Sixty Five Only | 6.19 | 100 mm | item no.75 | 64 | each
6.2 | Providing and fixing aluminium hanging floor door stopper, ISI marked, anodised (anodic coating not less than grade AC 10 as per IS : 1868) transparent or dyed to required colour and shade, with necessary screws etc. complete. | item no.76 | [52 empty] | 6.2 | Providing and fixing aluminium hanging floor door stopper, ISI marked, anodised (anodic coating not less than grade AC 10 as per IS : 1868) transparent or dyed to required colour and shade, with necessary screws etc. complete. | item no.76
6.21 | Twin rubber stopper | item no.77 | 19 | each | 54.4 |  |  | Excess(+) | 1 | Full Conversion | INR | [40 empty] | 1034 | 1034 | INR One Thousand &Thirty Four Only | 6.21 | Twin rubber stopper | item no.77 | 19 | each
6.22 | Providing & Fixing decorative high pressure laminated sheet of plain / wood grain in gloss / matt/ suede finish with high density protective surface layer and reverse side of adhesive bonding quality conforming to IS : 2046 Type S, including cost of adhesive of approved quality. | item no.78 | [52 empty] | 6.22 | Providing & Fixing decorative high pressure laminated sheet of plain / wood grain in gloss / matt/ suede finish with high density protective surface layer and reverse side of adhesive bonding quality conforming to IS : 2046 Type S, including cost of adhesive of approved quality. | item no.78
6.23 | 1.0 mm thick | item no.79 | 87 | sqm | 629.24 |  |  | Excess(+) | 1 | Full Conversion | INR | [40 empty] | 54744 | 54744 | INR Fifty Four Thousand Seven Hundred & Forty Four Only | 6.23 | 1.0 mm thick | item no.79 | 87 | sqm
7 | STEEL WORK | item no.80 | [52 empty] | 7 | STEEL WORK | item no.80
7.01 | Structural steel work riveted, bolted or welded in built up sections, trusses and framed work, including cutting, hoisting, fixing in position and applying a priming coat of approved steel primer all complete. | item no.81 | 7675 | kg | 89.21 |  |  | Excess(+) | 1 | Full Conversion | INR | [40 empty] | 684687 | 684687 | INR Six Lakh Eighty Four Thousand Six Hundred & Eighty Seven Only | 7.01 | Structural steel work riveted, bolted or welded in built up sections, trusses and framed work, including cutting, hoisting, fixing in position and applying a priming coat of approved steel primer all complete. | item no.81 | 7675 | kg
7.02 | Providing and fixing 1mm thick M.S. sheet door with frame of 40x40x6 mm angle iron and 3 mm M.S. gusset plates at the junctions and corners, all necessary fittings complete, including applying a priming coat of approved steel primer. | item no.82 | [52 empty] | 7.02 | Providing and fixing 1mm thick M.S. sheet door with frame of 40x40x6 mm angle iron and 3 mm M.S. gusset plates at the junctions and corners, all necessary fittings complete, including applying a priming coat of approved steel primer. | item no.82
7.03 | Using M.S. angels 40x40x6 mm for diagonal braces | item no.83 | 1.62 | sqm | 3882.63 |  |  | Excess(+) | 1 | Full Conversion | INR | [40 empty] | 6290 | 6290 | INR Six Thousand Two Hundred & Ninety Only | 7.03 | Using M.S. angels 40x40x6 mm for diagonal braces | item no.83 | 1.62 | sqm
7.04 | Providing and fixing factory made ISI marked steel glazed doors, windows and ventilators, side /top /centre hung, with beading and all members such as F7D,F4B, K11 B and K12 B etc. complete of standard rolled steel sections, joints mitred and flash butt welded and sash bars tenoned and riveted, including providing and fixing of hinges, pivots, including priming coat of approved steel primer, but excluding the cost of other fittings, complete all as per approved design, (sectional weight of only steel members shall be measured for payment). | item no.84 | [52 empty] | 7.04 | Providing and fixing factory made ISI marked steel glazed doors, windows and ventilators, side /top /centre hung, with beading and all members such as F7D,F4B, K11 B and K12 B etc. complete of standard rolled steel sections, joints mitred and flash butt welded and sash bars tenoned and riveted, including providing and fixing of hinges, pivots, including priming coat of approved steel primer, but excluding the cost of other fittings, complete all as per approved design, (sectional weight of only steel members shall be measured for payment). | item no.84
7.05 | Fixing with 15x3 mm lugs 10 cm long embedded in cement concrete block 15x10x10 cm of C.C. 1:3:6 (1 Cement : 3 coarse sand : 6 graded stone aggregate 20 mm nominal size) | item no.85 | 950 | kg | 145.98 |  |  | Excess(+) | 1 | Full Conversion | INR | [40 empty] | 138681 | 138681 | INR One Lakh Thirty Eight Thousand Six Hundred & Eighty One Only | 7.05 | Fixing with 15x3 mm lugs 10 cm long embedded in cement concrete block 15x10x10 cm of C.C. 1:3:6 (1 Cement : 3 coarse sand : 6 graded stone aggregate 20 mm nominal size) | item no.85 | 950 | kg
7.06 | Providing and fixing T-iron frames for doors, windows and ventilators of mild steel Tee-sections, joints mitred and welded, including fixing of necessary butt hinges and screws and applying a priming coat of approved steel primer. | item no.86 | [52 empty] | 7.06 | Providing and fixing T-iron frames for doors, windows and ventilators of mild steel Tee-sections, joints mitred and welded, including fixing of necessary butt hinges and screws and applying a priming coat of approved steel primer. | item no.86
7.07 | Fixing with 15x3 mm lugs 10 cm long embedded in cement concrete block 15x10x10 cm of C.C. 1:3:6 (1 Cement : 3 coarse sand : 6 graded stone aggregate 20 mm nominal size). | item no.87 | 425 | kg | 93.33 |  |  | Excess(+) | 1 | Full Conversion | INR | [40 empty] | 39665 | 39665 | INR Thirty Nine Thousand Six Hundred & Sixty Five Only | 7.07 | Fixing with 15x3 mm lugs 10 cm long embedded in cement concrete block 15x10x10 cm of C.C. 1:3:6 (1 Cement : 3 coarse sand : 6 graded stone aggregate 20 mm nominal size). | item no.87 | 425 | kg
7.08 | Welding by gas or electric plant including transportation of plant at site etc. complete. | item no.88 | 4820 | cm | 2.93 | 30600 |  | Excess(+) | 1 | Full Conversion | INR | [40 empty] | 14123 | 14123 | INR Fourteen Thousand One Hundred & Twenty Three Only | 7.08 | Welding by gas or electric plant including transportation of plant at site etc. complete. | item no.88 | 4820 | cm
7.09 | Steel work welded in built up sections/ framed work, including cutting, hoisting, fixing in position and applying a priming coat of approved steel primer using structural steel etc. as required. | item no.89 | [52 empty] | 7.09 | Steel work welded in built up sections/ framed work, including cutting, hoisting, fixing in position and applying a priming coat of approved steel primer using structural steel etc. as required. | item no.89
7.1 | In gratings, frames, guard bar, ladder, railings, brackets, gates and similar works | item no.90 | 300 | kg | 114.86 | 30600 |  | Excess(+) | 1 | Full Conversion | INR | [40 empty] | 34458 | 34458 | INR Thirty Four Thousand Four Hundred & Fifty Eight Only | 7.1 | In gratings, frames, guard bar, ladder, railings, brackets, gates and similar works | item no.90 | 300 | kg
7.11 | Providing and fixing carbon steel galvanised ( minimum coating 5 micron) dash fastener of 10 mm dia double threaded 6.8 grade (yield strength 480 N/mm2), counter sunk head, comprising of 10 mm dia polyamide PA 6 grade sleeve, including drilling of hole in frame , concrete/ masonry, etc. as per direction of Engineer-in-charge. | item no.91 | [52 empty] | 7.11 | Providing and fixing carbon steel galvanised ( minimum coating 5 micron) dash fastener of 10 mm dia double threaded 6.8 grade (yield strength 480 N/mm2), counter sunk head, comprising of 10 mm dia polyamide PA 6 grade sleeve, including drilling of hole in frame , concrete/ masonry, etc. as per direction of Engineer-in-charge. | item no.91
7.12 | 10 x 80 mm | item no.92 | 360 | each | 95.57 |  |  | Excess(+) | 1 | Full Conversion | INR | [40 empty] | 34405 | 34405 | INR Thirty Four Thousand Four Hundred & Five Only | 7.12 | 10 x 80 mm | item no.92 | 360 | each
7.13 | Providing & fixing glass panes with putty and glazing clips in steel doors, windows, clerestory windows, all complete with : | item no.93 | [52 empty] | 7.13 | Providing & fixing glass panes with putty and glazing clips in steel doors, windows, clerestory windows, all complete with : | item no.93
7.14 | 4.0 mm thick glass panes | item no.94 | 64 | sqm | 789.6 |  |  | Excess(+) | 1 | Full Conversion | INR | [40 empty] | 50534 | 50534 | INR Fifty Thousand Five Hundred & Thirty Four Only | 7.14 | 4.0 mm thick glass panes | item no.94 | 64 | sqm
8 | FLOORING | item no.95 | [52 empty] | 8 | FLOORING | item no.95
8.01 | Cement concrete flooring 1:2:4 (1 cement : 2 coarse sand : 4 graded stone aggregate) finished with a floating coat of neat cement, including cement slurry, but excluding the cost of nosing of steps etc. complete. | item no.96 | [52 empty] | 8.01 | Cement concrete flooring 1:2:4 (1 cement : 2 coarse sand : 4 graded stone aggregate) finished with a floating coat of neat cement, including cement slurry, but excluding the cost of nosing of steps etc. complete. | item no.96
8.02 | 40 mm thick with 20 mm nominal size stone aggregate | item no.97 | 5 | sqm | 436.95 | 7563 |  | Excess(+) | 1 | Full Conversion | INR | [40 empty] | 2185 | 2185 | INR Two Thousand One Hundred & Eighty Five Only | 8.02 | 40 mm thick with 20 mm nominal size stone aggregate | item no.97 | 5 | sqm
8.03 | 40 mm thick marble chips flooring, rubbed and polished to granolithic finish, under layer 28 mm thick cement concrete 1:2:4 (1 cement : 2 coarse sand : 4 graded stone aggregate 12.5 mm nominal size) and top layer 12 mm thick with white, black, chocolate, grey yellow or green marble chips of sizes from 7 mm to 10 mm nominal size, laid in cement marble powder mix 3:1 (3 cement : 1 marble powder) by weight in proportion of 2:3 (2 cement marble powder mix : 3 marble chips) by volume, including cement slurry etc. complete : | item no.98 | [52 empty] | 8.03 | 40 mm thick marble chips flooring, rubbed and polished to granolithic finish, under layer 28 mm thick cement concrete 1:2:4 (1 cement : 2 coarse sand : 4 graded stone aggregate 12.5 mm nominal size) and top layer 12 mm thick with white, black, chocolate, grey yellow or green marble chips of sizes from 7 mm to 10 mm nominal size, laid in cement marble powder mix 3:1 (3 cement : 1 marble powder) by weight in proportion of 2:3 (2 cement marble powder mix : 3 marble chips) by volume, including cement slurry etc. complete : | item no.98
8.04 | Medium shade pigment with 50% white cement and 50% ordinary cement | item no.99 | 25 | sqm | 818.19 |  |  | Excess(+) | 1 | Full Conversion | INR | [40 empty] | 20455 | 20455 | INR Twenty Thousand Four Hundred & Fifty Five Only | 8.04 | Medium shade pigment with 50% white cement and 50% ordinary cement | item no.99 | 25 | sqm
8.05 | Marble chips skirting up to 30 cm height, rubbed and polished to granolithic finish, top layer 6 mm thick with white, black, chocolate, grey, yellow or green marble chips of sizes from smallest to 4 mm nominal size, laid in cement marble powder mix 3:1 (3 cement : 1 marble powder) by weight in proportion of 4:7 (4 cement marble powder mix : 7 marble chips) by volume : | item no.100 | [52 empty] | 8.05 | Marble chips skirting up to 30 cm height, rubbed and polished to granolithic finish, top layer 6 mm thick with white, black, chocolate, grey, yellow or green marble chips of sizes from smallest to 4 mm nominal size, laid in cement marble powder mix 3:1 (3 cement : 1 marble powder) by weight in proportion of 4:7 (4 cement marble powder mix : 7 marble chips) by volume : | item no.100
8.06 | 18 mm thick with under layer 12 mm thick in cement plaster 1:3 (1 cement : 3 coarse sand) : | item no.101 | [52 empty] | 8.06 | 18 mm thick with under layer 12 mm thick in cement plaster 1:3 (1 cement : 3 coarse sand) : | item no.101
8.07 | Medium shade pigment with 50% white cement and 50% ordinary cement | item no.102 | 4 | sqm | 1236.21 |  |  | Excess(+) | 1 | Full Conversion | INR | [40 empty] | 4945 | 4945 | INR Four Thousand Nine Hundred & Forty Five Only | 8.07 | Medium shade pigment with 50% white cement and 50% ordinary cement | item no.102 | 4 | sqm
8.08 | Providing and fixing glass strips in joints of terrazo/ cement concrete floors. | item no.103 | [52 empty] | 8.08 | Providing and fixing glass strips in joints of terrazo/ cement concrete floors. | item no.103
8.09 | 40 mm wide and 4 mm thick | item no.104 | 50 | metre | 65.89 |  |  | Excess(+) | 1 | Full Conversion | INR | [40 empty] | 3295 | 3295 | INR Three Thousand Two Hundred & Ninety Five Only | 8.09 | 40 mm wide and 4 mm thick | item no.104 | 50 | metre
8.1 | Providing and laying vitrified floor tiles in different sizes (thickness to be specified by the manufacturer) with water absorption less than 0.08% and conforming to IS: 15622, of approved make, in all colours and shades, laid on 20mm thick cement mortar 1:4 (1 cement : 4 coarse sand), jointing with grey cement slurry @ 3.3 kg/ sqm including grouting the joints with white cement and matching pigments etc., complete. | item no.105 | [52 empty] | 8.1 | Providing and laying vitrified floor tiles in different sizes (thickness to be specified by the manufacturer) with water absorption less than 0.08% and conforming to IS: 15622, of approved make, in all colours and shades, laid on 20mm thick cement mortar 1:4 (1 cement : 4 coarse sand), jointing with grey cement slurry @ 3.3 kg/ sqm including grouting the joints with white cement and matching pigments etc., complete. | item no.105
8.11 | Size of Tile 600x600 mm | item no.106 | 360 | sqm | 1315.69 |  |  | Excess(+) | 1 | Full Conversion | INR | [40 empty] | 473648 | 473648 | INR Four Lakh Seventy Three Thousand Six Hundred & Forty Eight Only | 8.11 | Size of Tile 600x600 mm | item no.106 | 360 | sqm
8.12 | Providing and laying Vitrified tiles in different sizes (thickness to be specified by manufacturer), with water absorption less than 0.08 % and conforming to I.S. 15622, of approved make, in all colours & shade, in skirting, riser of steps, over 12 mm thick bed of cement mortar 1:3 (1 cement: 3 coarse sand), jointing with grey cement slurry @ 3.3 kg/ sqm including grouting the joint with white cement & matching pigments etc. complete. | item no.107 | [52 empty] | 8.12 | Providing and laying Vitrified tiles in different sizes (thickness to be specified by manufacturer), with water absorption less than 0.08 % and conforming to I.S. 15622, of approved make, in all colours & shade, in skirting, riser of steps, over 12 mm thick bed of cement mortar 1:3 (1 cement: 3 coarse sand), jointing with grey cement slurry @ 3.3 kg/ sqm including grouting the joint with white cement & matching pigments etc. complete. | item no.107
8.13 | Size of Tile 600x600 mm | item no.108 | 32 | sqm | 1355.41 |  |  | Excess(+) | 1 | Full Conversion | INR | [40 empty] | 43373 | 43373 | INR Forty Three Thousand Three Hundred & Seventy Three Only | 8.13 | Size of Tile 600x600 mm | item no.108 | 32 | sqm
9 | ROOFING | item no.109 | [52 empty] | 9 | ROOFING | item no.109
9.01 | Providing gola 75x75 mm in cement concrete 1:2:4 (1 cement : 2 coarse sand : 4 stone aggregate 10 mm and down gauge), including finishing with cement mortar 1:3 (1 cement : 3 fine sand) as per standard design : | item no.110 | [52 empty] | 9.01 | Providing gola 75x75 mm in cement concrete 1:2:4 (1 cement : 2 coarse sand : 4 stone aggregate 10 mm and down gauge), including finishing with cement mortar 1:3 (1 cement : 3 fine sand) as per standard design : | item no.110
9.02 | In 75x75 mm deep chase | item no.111 | 90 | metre | 208.02 |  |  | Excess(+) | 1 | Full Conversion | INR | [40 empty] | 18722 | 18722 | INR Eighteen Thousand Seven Hundred & Twenty Two Only | 9.02 | In 75x75 mm deep chase | item no.111 | 90 | metre
9.03 | Making khurras 45x45 cm with average minimum thickness of 5 cm cement concrete 1:2:4 (1 cement : 2 coarse sand : 4 graded stone aggregate of 20 mm nominal size) over P.V.C. sheet 1 m x1 m x 400 micron, finished with 12 mm cement plaster 1:3 (1 cement : 3 coarse sand) and a coat of neat cement, rounding the edges and making and finishing the outlet complete. | item no.112 | 4 | each | 213.98 | 7563 |  | Excess(+) | 1 | Full Conversion | INR | [40 empty] | 856 | 856 | INR Eight Hundred & Fifty Six Only | 9.03 | Making khurras 45x45 cm with average minimum thickness of 5 cm cement concrete 1:2:4 (1 cement : 2 coarse sand : 4 graded stone aggregate of 20 mm nominal size) over P.V.C. sheet 1 m x1 m x 400 micron, finished with 12 mm cement plaster 1:3 (1 cement : 3 coarse sand) and a coat of neat cement, rounding the edges and making and finishing the outlet complete. | item no.112 | 4 | each
9.04 | Providing and fixing on wall face unplasticised Rigid PVC rain water pipes conforming to IS : 13592 Type A, including jointing with seal ring conforming to IS : 5382, leaving 10 mm gap for thermal expansion, (i) Single socketed pipes. | item no.113 | [52 empty] | 9.04 | Providing and fixing on wall face unplasticised Rigid PVC rain water pipes conforming to IS : 13592 Type A, including jointing with seal ring conforming to IS : 5382, leaving 10 mm gap for thermal expansion, (i) Single socketed pipes. | item no.113
9.05 | 110 mm diameter | item no.114 | 164 | metre | 267.47 | 1814 |  | Excess(+) | 1 | Full Conversion | INR | [40 empty] | 43865 | 43865 | INR Forty Three Thousand Eight Hundred & Sixty Five Only | 9.05 | 110 mm diameter | item no.114 | 164 | metre
9.06 | Providing and fixing on wall face unplasticised - PVC moulded fittings/ accessories for unplasticised Rigid PVC rain water pipes conforming to IS : 13592 Type A, including jointing with seal ring conforming to IS : 5382, leaving 10 mm gap for thermal expansion. | item no.115 | [52 empty] | 9.06 | Providing and fixing on wall face unplasticised - PVC moulded fittings/ accessories for unplasticised Rigid PVC rain water pipes conforming to IS : 13592 Type A, including jointing with seal ring conforming to IS : 5382, leaving 10 mm gap for thermal expansion. | item no.115
9.07 | Coupler | item no.116 | [52 empty] | 9.07 | Coupler | item no.116
9.08 | 110 mm | item no.117 | 30 | each | 103.28 |  |  | Excess(+) | 1 | Full Conversion | INR | [40 empty] | 3098 | 3098 | INR Three Thousand &Ninety Eight Only | 9.08 | 110 mm | item no.117 | 30 | each
9.09 | Bend 87.5° | item no.118 | [52 empty] | 9.09 | Bend 87.5° | item no.118
9.1 | 110 mm bend | item no.119 | 1 | each | 113.85 |  |  | Excess(+) | 1 | Full Conversion | INR | [40 empty] | 114 | 114 | INR One Hundred & Fourteen Only | 9.1 | 110 mm bend | item no.119 | 1 | each
9.11 | Shoe (Plain) | item no.120 | [52 empty] | 9.11 | Shoe (Plain) | item no.120
9.12 | 110 mm Shoe | item no.121 | 9 | each | 99.78 | 251680 |  | Excess(+) | 1 | Full Conversion | INR | [40 empty] | 898 | 898 | INR Eight Hundred & Ninety Eight Only | 9.12 | 110 mm Shoe | item no.121 | 9 | each
9.13 | Providing and fixing unplasticised -PVC pipe clips of approved design to unplasticised - PVC rain water pipes by means of 50x50x50 mm hard wood plugs, screwed with M.S. screws of required length, including cutting brick work and fixing in cement mortar 1:4 (1 cement : 4 coarse sand) and making good the wall etc. complete. | item no.122 | [52 empty] | 9.13 | Providing and fixing unplasticised -PVC pipe clips of approved design to unplasticised - PVC rain water pipes by means of 50x50x50 mm hard wood plugs, screwed with M.S. screws of required length, including cutting brick work and fixing in cement mortar 1:4 (1 cement : 4 coarse sand) and making good the wall etc. complete. | item no.122
9.14 | 110 mm | item no.123 | 55 | each | 253.22 | 68800 |  | Excess(+) | 1 | Full Conversion | INR | [40 empty] | 13927 | 13927 | INR Thirteen Thousand Nine Hundred & Twenty Seven Only | 9.14 | 110 mm | item no.123 | 55 | each
9.15 | Providing and fixing tiled false ceiling of specified materials of size 595x595 mm in true horizontal level, suspended on inter locking metal grid of hot dipped galvanized steel sections ( galvanized @ 120 grams/ sqm, both side inclusive) consisting of main "T" runner with suitably spaced joints to get required length and of size 24x38 mm made from 0.30 mm thick (minimum) sheet, spaced at 1200 mm center to center and cross "T" of size 24x25 mm made of 0.30 mm thick (minimum) sheet, 1200 mm long spaced between main "T" at 600 mm center to center to form a grid of 1200x600 mm and secondary cross "T" of length 600 mm and size 24x25 mm made of 0.30 mm thick (minimum) sheet to be interlocked at middle of the 1200x600 mm panel to form grids of 600x600 mm and wall angle of size 24x24x0.3 mm and laying false ceiling tiles of approved texture in the grid including, required cutting/making, opening for services like diffusers, grills, light fittings, fixtures, smoke detectors etc. Main "T" runners to be suspended from ceiling using GI slotted cleats of size 27 x 37 x 25 x1.6 mm fixed to ceiling with 12.5 mm dia and 50 mm long dash fasteners, 4 mm GI adjustable rods with galvanised butterfly level clips of size 85 x 30 x 0.8 mm spaced at 1200 mm center to center along main T, bottom exposed width of 24 mm of all T-sections shall be pre-painted with polyester paint, all complete for all heights as per specifications, drawings and as directed by Engineer-in-charge. | item no.124 | [52 empty] | 9.15 | Providing and fixing tiled false ceiling of specified materials of size 595x595 mm in true horizontal level, suspended on inter locking metal grid of hot dipped galvanized steel sections ( galvanized @ 120 grams/ sqm, both side inclusive) consisting of main "T" runner with suitably spaced joints to get required length and of size 24x38 mm made from 0.30 mm thick (minimum) sheet, spaced at 1200 mm center to center and cross "T" of size 24x25 mm made of 0.30 mm thick (minimum) sheet, 1200 mm long spaced between main "T" at 600 mm center to center to form a grid of 1200x600 mm and secondary cross "T" of length 600 mm and size 24x25 mm made of 0.30 mm thick (minimum) sheet to be interlocked at middle of the 1200x600 mm panel to form grids of 600x600 mm and wall angle of size 24x24x0.3 mm and laying false ceiling tiles of approved texture in the grid including, required cutting/making, opening for services like diffusers, grills, light fittings, fixtures, smoke detectors etc. Main "T" runners to be suspended from ceiling using GI slotted cleats of size 27 x 37 x 25 x1.6 mm fixed to ceiling with 12.5 mm dia and 50 mm long dash fasteners, 4 mm GI adjustable rods with galvanised butterfly level clips of size 85 x 30 x 0.8 mm spaced at 1200 mm center to center along main T, bottom exposed width of 24 mm of all T-sections shall be pre-painted with polyester paint, all complete for all heights as per specifications, drawings and as directed by Engineer-in-charge. | item no.124
9.16 | 12.5 mm thick square edge PVC Laminated Gypsum Tile of size 595x595 mm, made of Gypsum plasterboard, manufactured from natural gypsum as per IS 2095 part I and laminated with white 0.16mm thick fire retardant PVC film on the face side and 12micron metalized polyester on the back side with all edges sealed with the face side PVC film which goes around and wraps the edges and is bonded to the edges and the back side metalized polyester film so as to make the tile a completely sealed unit. | item no.125 | 380 | sqm | 1649.23 |  |  | Excess(+) | 1 | Full Conversion | INR | [40 empty] | 626707 | 626707 | INR Six Lakh Twenty Six Thousand Seven Hundred & Seven Only | 9.16 | 12.5 mm thick square edge PVC Laminated Gypsum Tile of size 595x595 mm, made of Gypsum plasterboard, manufactured from natural gypsum as per IS 2095 part I and laminated with white 0.16mm thick fire retardant PVC film on the face side and 12micron metalized polyester on the back side with all edges sealed with the face side PVC film which goes around and wraps the edges and is bonded to the edges and the back side metalized polyester film so as to make the tile a completely sealed unit. | item no.125 | 380 | sqm
10 | FINISHING | item no.126 | [52 empty] | 10 | FINISHING | item no.126
10.01 | 12 mm cement plaster of mix : | item no.127 | [52 empty] | 10.01 | 12 mm cement plaster of mix : | item no.127
10.02 | 1:6 (1 cement: 6 coarse sand) | item no.128 | 500 | sqm | 231.08 |  |  | Excess(+) | 1 | Full Conversion | INR | [40 empty] | 115540 | 115540 | INR One Lakh Fifteen Thousand Five Hundred & Forty Only | 10.02 | 1:6 (1 cement: 6 coarse sand) | item no.128 | 500 | sqm
10.03 | 15 mm cement plaster on rough side of single or half brick wall of mix: | item no.129 | [52 empty] | 10.03 | 15 mm cement plaster on rough side of single or half brick wall of mix: | item no.129
10.04 | 1:6 (1 cement: 6 coarse sand) | item no.130 | 1015 | sqm | 266.46 |  |  | Excess(+) | 1 | Full Conversion | INR | [40 empty] | 270457 | 270457 | INR Two Lakh Seventy Thousand Four Hundred & Fifty Seven Only | 10.04 | 1:6 (1 cement: 6 coarse sand) | item no.130 | 1015 | sqm
10.05 | Cement plaster 1:3 (1 cement: 3 coarse sand) finished with a floating coat of neat cement. | item no.131 | [52 empty] | 10.05 | Cement plaster 1:3 (1 cement: 3 coarse sand) finished with a floating coat of neat cement. | item no.131
10.06 | 12 mm cement plaster | item no.132 | 60 | sqm | 307.01 |  |  | Excess(+) | 1 | Full Conversion | INR | [40 empty] | 18421 | 18421 | INR Eighteen Thousand Four Hundred & Twenty One Only | 10.06 | 12 mm cement plaster | item no.132 | 60 | sqm
10.07 | 6 mm cement plaster of mix : | item no.133 | [52 empty] | 10.07 | 6 mm cement plaster of mix : | item no.133
10.08 | 1:3 (1 cement : 3 fine sand) | item no.134 | 100 | sqm | 199.34 |  |  | Excess(+) | 1 | Full Conversion | INR | [40 empty] | 19934 | 19934 | INR Nineteen Thousand Nine Hundred & Thirty Four Only | 10.08 | 1:3 (1 cement : 3 fine sand) | item no.134 | 100 | sqm
10.09 | Pointing on brick work or brick flooring with cement mortar 1:3 (1 cement : 3 fine sand): | item no.135 | [52 empty] | 10.09 | Pointing on brick work or brick flooring with cement mortar 1:3 (1 cement : 3 fine sand): | item no.135
10.1 | Flush / Ruled/ Struck or weathered pointing | item no.136 | 430 | sqm | 167.95 |  |  | Excess(+) | 1 | Full Conversion | INR | [40 empty] | 72219 | 72219 | INR Seventy Two Thousand Two Hundred & Nineteen Only | 10.1 | Flush / Ruled/ Struck or weathered pointing | item no.136 | 430 | sqm
10.11 | White washing with lime to give an even shade : | item no.137 | [52 empty] | 10.11 | White washing with lime to give an even shade : | item no.137
10.12 | New work (three or more coats) | item no.138 | 160 | sqm | 25.03 |  |  | Excess(+) | 1 | Full Conversion | INR | [40 empty] | 4005 | 4005 | INR Four Thousand &Five Only | 10.12 | New work (three or more coats) | item no.138 | 160 | sqm
10.13 | Distempering with 1st quality acrylic distemper (ready mixed) having VOC content less than 50 gms/litre, of approved manufacturer, of required shade and colour complete, as per manufacturer's specification. | item no.139 | [52 empty] | 10.13 | Distempering with 1st quality acrylic distemper (ready mixed) having VOC content less than 50 gms/litre, of approved manufacturer, of required shade and colour complete, as per manufacturer's specification. | item no.139
10.14 | Two or more coats on new work | item no.140 | 1500 | sqm | 76.41 |  |  | Excess(+) | 1 | Full Conversion | INR | [40 empty] | 114615 | 114615 | INR One Lakh Fourteen Thousand Six Hundred & Fifteen Only | 10.14 | Two or more coats on new work | item no.140 | 1500 | sqm
10.15 | Finishing walls with Acrylic Smooth exterior paint of required shade : | item no.141 | [52 empty] | 10.15 | Finishing walls with Acrylic Smooth exterior paint of required shade : | item no.141
10.16 | New work (Two or more coat applied @ 1.67 ltr/10 sqm over and including priming coat of exterior primer applied @ 2.20 kg/10 sqm) | item no.142 | 50 | sqm | 144.41 |  |  | Excess(+) | 1 | Full Conversion | INR | [40 empty] | 7221 | 7221 | INR Seven Thousand Two Hundred & Twenty One Only | 10.16 | New work (Two or more coat applied @ 1.67 ltr/10 sqm over and including priming coat of exterior primer applied @ 2.20 kg/10 sqm) | item no.142 | 50 | sqm
10.17 | Finishing walls with Premium Acrylic Smooth exterior paint with Silicone additives of required shade: | item no.143 | [52 empty] | 10.17 | Finishing walls with Premium Acrylic Smooth exterior paint with Silicone additives of required shade: | item no.143
10.18 | New work (Two or more coats applied @ 1.43 ltr/10 sqm over and including priming coat of exterior primer applied @ 2.20 kg/10 sqm) | item no.144 | 1100 | sqm | 141.29 |  |  | Excess(+) | 1 | Full Conversion | INR | [40 empty] | 155419 | 155419 | INR One Lakh Fifty Five Thousand Four Hundred & Nineteen Only | 10.18 | New work (Two or more coats applied @ 1.43 ltr/10 sqm over and including priming coat of exterior primer applied @ 2.20 kg/10 sqm) | item no.144 | 1100 | sqm
10.19 | Painting with synthetic enamel paint of approved brand and manufacture to give an even shade : | item no.145 | [52 empty] | 10.19 | Painting with synthetic enamel paint of approved brand and manufacture to give an even shade : | item no.145
10.2 | Two or more coats on new work | item no.146 | 80 | sqm | 106.57 |  |  | Excess(+) | 1 | Full Conversion | INR | [40 empty] | 8526 | 8526 | INR Eight Thousand Five Hundred & Twenty Six Only | 10.2 | Two or more coats on new work | item no.146 | 80 | sqm
10.21 | Painting with synthetic enamel paint of approved brand and manufacture of required colour to give an even shade : | item no.147 | [52 empty] | 10.21 | Painting with synthetic enamel paint of approved brand and manufacture of required colour to give an even shade : | item no.147
10.22 | Two or more coats on new work over an under coat of suitable shade with ordinary paint of approved brand and manufacture | item no.148 | 110 | sqm | 155.32 | 434553 |  | Excess(+) | 1 | Full Conversion | INR | [40 empty] | 17085 | 17085 | INR Seventeen Thousand &Eighty Five Only | 10.22 | Two or more coats on new work over an under coat of suitable shade with ordinary paint of approved brand and manufacture | item no.148 | 110 | sqm
10.23 | Providing and applying white cement based putty of average thickness 1 mm, of approved brand and manufacturer, over the plastered wall surface to prepare the surface even and smooth complete. | item no.149 | 1500 | sqm | 100.96 |  |  | Excess(+) | 1 | Full Conversion | INR | [40 empty] | 151440 | 151440 | INR One Lakh Fifty One Thousand Four Hundred & Forty Only | 10.23 | Providing and applying white cement based putty of average thickness 1 mm, of approved brand and manufacturer, over the plastered wall surface to prepare the surface even and smooth complete. | item no.149 | 1500 | sqm
11 | REPAIRS TO BUILDING | item no.150 | [52 empty] | 11 | REPAIRS TO BUILDING | item no.150
11.01 | Providing and fixing double scaffolding system (cup lock type) on the exterior side, up to seven story height made with 40 mm dia M.S. tube 1.5 m centre to centre, horizontal & vertical tubes joining with cup & lock system with M.S. tubes, M.S. tube challies, M.S. clamps and M.S. staircase system in the scaffolding for working platform etc. and maintaining it in a serviceable condition for the required duration as approved and removing it there after .The scaffolding system shall be stiffened with bracings, runners, connection with the building etc wherever required for inspection of work at required locations with essential safety features for the workmen etc. complete as per directions and approval of Engineer-in-charge .The elevational area of the scaffolding shall be measured for payment purpose .The payment will be made once irrespective of duration of scaffolding. | item no.151 | 2128 | sqm | 226.17 |  |  | Excess(+) | 1 | Full Conversion | INR | [40 empty] | 481290 | 481290 | INR Four Lakh Eighty One Thousand Two Hundred & Ninety Only | 11.01 | Providing and fixing double scaffolding system (cup lock type) on the exterior side, up to seven story height made with 40 mm dia M.S. tube 1.5 m centre to centre, horizontal & vertical tubes joining with cup & lock system with M.S. tubes, M.S. tube challies, M.S. clamps and M.S. staircase system in the scaffolding for working platform etc. and maintaining it in a serviceable condition for the required duration as approved and removing it there after .The scaffolding system shall be stiffened with bracings, runners, connection with the building etc wherever required for inspection of work at required locations with essential safety features for the workmen etc. complete as per directions and approval of Engineer-in-charge .The elevational area of the scaffolding shall be measured for payment purpose .The payment will be made once irrespective of duration of scaffolding. | item no.151 | 2128 | sqm
12 | DISMANTLING AND DEMOLISHING | item no.152 | [52 empty] | 12 | DISMANTLING AND DEMOLISHING | item no.152
12.01 | Demolishing cement concrete manually/ by mechanical means including disposal of material within 50 metres lead as per direction of Engineer - in - charge. | item no.153 | [52 empty] | 12.01 | Demolishing cement concrete manually/ by mechanical means including disposal of material within 50 metres lead as per direction of Engineer - in - charge. | item no.153
12.02 | Nominal concrete 1:3:6 or richer mix (i/c equivalent design mix) | item no.154 | 41 | cum | 1523.41 |  |  | Excess(+) | 1 | Full Conversion | INR | [40 empty] | 62460 | 62460 | INR Sixty Two Thousand Four Hundred & Sixty Only | 12.02 | Nominal concrete 1:3:6 or richer mix (i/c equivalent design mix) | item no.154 | 41 | cum
12.03 | Demolishing R.C.C. work manually/ by mechanical means including stacking of steel bars and disposal of unserviceable material within 50 metres lead as per direction of Engineer - in- charge. | item no.155 | 12.5 | cum | 2222.44 |  |  | Excess(+) | 1 | Full Conversion | INR | [40 empty] | 27781 | 27781 | INR Twenty Seven Thousand Seven Hundred & Eighty One Only | 12.03 | Demolishing R.C.C. work manually/ by mechanical means including stacking of steel bars and disposal of unserviceable material within 50 metres lead as per direction of Engineer - in- charge. | item no.155 | 12.5 | cum
12.04 | Demolishing brick work manually/ by mechanical means including stacking of serviceable material and disposal of unserviceable material within 50 metres lead as per direction of Engineer-in-charge. | item no.156 | [52 empty] | 12.04 | Demolishing brick work manually/ by mechanical means including stacking of serviceable material and disposal of unserviceable material within 50 metres lead as per direction of Engineer-in-charge. | item no.156
12.05 | In cement mortar | item no.157 | 0.8 | cum | 1288.82 | 1455 |  | Excess(+) | 1 | Full Conversion | INR | [40 empty] | 1031 | 1031 | INR One Thousand &Thirty One Only | 12.05 | In cement mortar | item no.157 | 0.8 | cum
12.06 | Demolishing brick tile covering in terracing including stacking of serviceable material and disposal of unserviceable material within 50 metres lead. | item no.158 | 395 | sqm | 69.79 |  |  | Excess(+) | 1 | Full Conversion | INR | [40 empty] | 27567 | 27567 | INR Twenty Seven Thousand Five Hundred & Sixty Seven Only | 12.06 | Demolishing brick tile covering in terracing including stacking of serviceable material and disposal of unserviceable material within 50 metres lead. | item no.158 | 395 | sqm
12.07 | Demolishing mud phaska in terracing and disposal of material within 50 metres lead. | item no.159 | 49 | cum | 571.94 |  |  | Excess(+) | 1 | Full Conversion | INR | [40 empty] | 28025 | 28025 | INR Twenty Eight Thousand &Twenty Five Only | 12.07 | Demolishing mud phaska in terracing and disposal of material within 50 metres lead. | item no.159 | 49 | cum
12.08 | Disposal of building rubbish / malba / similar unserviceable, dismantled or waste materials by mechanical means, including loading, transporting, unloading to approved municipal dumping ground or as approved by Engineer-in-charge, beyond 50 m initial lead, for all leads including all lifts involved. | item no.160 | 131 | cum | 121.74 |  |  | Excess(+) | 1 | Full Conversion | INR | [40 empty] | 15948 | 15948 | INR Fifteen Thousand Nine Hundred & Forty Eight Only | 12.08 | Disposal of building rubbish / malba / similar unserviceable, dismantled or waste materials by mechanical means, including loading, transporting, unloading to approved municipal dumping ground or as approved by Engineer-in-charge, beyond 50 m initial lead, for all leads including all lifts involved. | item no.160 | 131 | cum
13 | ROAD WORK | item no.161 | [52 empty] | 13 | ROAD WORK | item no.161
13.01 | Providing and erecting 2.00 metre high temporary barricading at site; each panel of size 2.50mx2.00m made of 40x40x6mm angle iron or 50x50x3mm hollow MS tube posts/horizontal members/bracings covered with 1.63mm thick MS sheet. The sheet shall be fixed with 30x5mm MS flat by suitable welding/riveting. The panels shall be made so that gap of 50cm above the ground is available making overall height as 2.5m. MS channel ISLC 75 @ 5.70 kg/m, 50cm long shall be provided at the bottom having oval shaped holes of size 50x25mm at both ends with 50cm long MS angle 40x40x6mm bracing. Suitable arrangement shall be made to fix the barricading to avoid from overturning by providing 250mm long expansion fasteners at both ends. The work shall be executed as per drawing/direction of Engineer-in-Charge which includes writing and painting, arrangement for traffic diversion such as traffic signals during construction at site for day and night, glow lamps, reflective signs, marking, flags, caution tape as directed by the Engineer-in-Charge. The barricading provided shall be retained in position at site continuously i/c shifting of barricading from one location to another location as many times as required during the execution of the entire work till its completion. Rate include its maintenance for damages, painting, all incidentals, labour materials, equipments and works required to execute the job. The barricading shall not be removed without prior approval of Engineer-in-Charge. (Note :- One time payment shall be made for providing barricading from start of work till completion of work i/c shifting. The barricading provided shall remain to be the property of the contractor on completion of the work). | item no.162 | 118 | metre | 2250.5 |  |  | Excess(+) | 1 | Full Conversion | INR | [40 empty] | 265559 | 265559 | INR Two Lakh Sixty Five Thousand Five Hundred & Fifty Nine Only | 13.01 | Providing and erecting 2.00 metre high temporary barricading at site; each panel of size 2.50mx2.00m made of 40x40x6mm angle iron or 50x50x3mm hollow MS tube posts/horizontal members/bracings covered with 1.63mm thick MS sheet. The sheet shall be fixed with 30x5mm MS flat by suitable welding/riveting. The panels shall be made so that gap of 50cm above the ground is available making overall height as 2.5m. MS channel ISLC 75 @ 5.70 kg/m, 50cm long shall be provided at the bottom having oval shaped holes of size 50x25mm at both ends with 50cm long MS angle 40x40x6mm bracing. Suitable arrangement shall be made to fix the barricading to avoid from overturning by providing 250mm long expansion fasteners at both ends. The work shall be executed as per drawing/direction of Engineer-in-Charge which includes writing and painting, arrangement for traffic diversion such as traffic signals during construction at site for day and night, glow lamps, reflective signs, marking, flags, caution tape as directed by the Engineer-in-Charge. The barricading provided shall be retained in position at site continuously i/c shifting of barricading from one location to another location as many times as required during the execution of the entire work till its completion. Rate include its maintenance for damages, painting, all incidentals, labour materials, equipments and works required to execute the job. The barricading shall not be removed without prior approval of Engineer-in-Charge. (Note :- One time payment shall be made for providing barricading from start of work till completion of work i/c shifting. The barricading provided shall remain to be the property of the contractor on completion of the work). | item no.162 | 118 | metre
14 | ALUMINIUM WORK | item no.163 | [52 empty] | 14 | ALUMINIUM WORK | item no.163
14.01 | Providing and fixing aluminium work for doors, windows, ventilators and partitions with extruded built up standard tubular sections/ appropriate Z sections and other sections of approved make conforming to IS: 733 and IS: 1285, fixing with dash fasteners of required dia and size, including necessary filling up the gaps at junctions, i.e. at top, bottom and sides with required EPDM rubber/ neoprene gasket etc. Aluminium sections shall be smooth, rust free, straight, mitred and jointed mechanically wherever required including cleat angle, Aluminium snap beading for glazing / paneling, C.P. brass / stainless steel screws, all complete as per architectural drawings and the directions of Engineer-in-charge. (Glazing, paneling and dash fasteners to be paid for separately) : | item no.164 | [52 empty] | 14.01 | Providing and fixing aluminium work for doors, windows, ventilators and partitions with extruded built up standard tubular sections/ appropriate Z sections and other sections of approved make conforming to IS: 733 and IS: 1285, fixing with dash fasteners of required dia and size, including necessary filling up the gaps at junctions, i.e. at top, bottom and sides with required EPDM rubber/ neoprene gasket etc. Aluminium sections shall be smooth, rust free, straight, mitred and jointed mechanically wherever required including cleat angle, Aluminium snap beading for glazing / paneling, C.P. brass / stainless steel screws, all complete as per architectural drawings and the directions of Engineer-in-charge. (Glazing, paneling and dash fasteners to be paid for separately) : | item no.164
14.02 | For fixed portion | item no.165 | [52 empty] | 14.02 | For fixed portion | item no.165
14.03 | Anodised aluminium (anodised transparent or dyed to required shade according to IS: 1868, Minimum anodic coating of grade AC 15) | item no.166 | 250 | kg | 371.72 |  |  | Excess(+) | 1 | Full Conversion | INR | [40 empty] | 92930 | 92930 | INR Ninety Two Thousand Nine Hundred & Thirty Only | 14.03 | Anodised aluminium (anodised transparent or dyed to required shade according to IS: 1868, Minimum anodic coating of grade AC 15) | item no.166 | 250 | kg
14.04 | For shutters of doors, windows & ventilators including providing and fixing hinges/ pivots and making provision for fixing of fittings wherever required including the cost of EPDM rubber / neoprene gasket required (Fittings shall be paid for separately) | item no.167 | [52 empty] | 14.04 | For shutters of doors, windows & ventilators including providing and fixing hinges/ pivots and making provision for fixing of fittings wherever required including the cost of EPDM rubber / neoprene gasket required (Fittings shall be paid for separately) | item no.167
14.05 | Anodised aluminium (anodised transparent or dyed to required shade according to IS: 1868, Minimum anodic coating of grade AC 15) | item no.168 | 200 | kg | 450.15 | 30600 |  | Excess(+) | 1 | Full Conversion | INR | [40 empty] | 90030 | 90030 | INR Ninety Thousand &Thirty Only | 14.05 | Anodised aluminium (anodised transparent or dyed to required shade according to IS: 1868, Minimum anodic coating of grade AC 15) | item no.168 | 200 | kg
14.06 | Providing and fixing glazing in aluminium door, window, ventilator shutters and partitions etc. with EPDM rubber / neoprene gasket etc. complete as per the architectural drawings and the directions of engineer-in-charge . (Cost of aluminium snap beading shall be paid in basic item): | item no.169 | [52 empty] | 14.06 | Providing and fixing glazing in aluminium door, window, ventilator shutters and partitions etc. with EPDM rubber / neoprene gasket etc. complete as per the architectural drawings and the directions of engineer-in-charge . (Cost of aluminium snap beading shall be paid in basic item): | item no.169
14.07 | With float glass panes of 5 mm thickness (weight not less than 12.50 kg/sqm) | item no.170 | 45 | sqm | 1136.69 | 30600 |  | Excess(+) | 1 | Full Conversion | INR | [40 empty] | 51151 | 51151 | INR Fifty One Thousand One Hundred & Fifty One Only | 14.07 | With float glass panes of 5 mm thickness (weight not less than 12.50 kg/sqm) | item no.170 | 45 | sqm
14.08 | Providing and fixing aluminium casement windows fastener of required length for aluminium windows with necessary screws etc. complete. | item no.171 | [52 empty] | 14.08 | Providing and fixing aluminium casement windows fastener of required length for aluminium windows with necessary screws etc. complete. | item no.171
14.09 | Anodized (AC 15) aluminium | item no.172 | 32 | each | 59.22 |  |  | Excess(+) | 1 | Full Conversion | INR | [40 empty] | 1895 | 1895 | INR One Thousand Eight Hundred & Ninety Five Only | 14.09 | Anodized (AC 15) aluminium | item no.172 | 32 | each
15 | WATER PROOFING | item no.173 | [52 empty] | 15 | WATER PROOFING | item no.173
15.01 | Providing and laying integral cement based treatment for water proofing on horizontal surface at all depth below ground level for under ground structures as directed by Engineer-in-Charge and consisting of : (i) Ist layer of 22 mm to 25 mm thick approved and specified rough stone slab over a 25 mm thick base of cement mortar 1:3 (1 cement : 3 coarse sand) mixed with water proofing compound conforming to IS:2645 in the recommended proportion over the leveling course (leveling course to be paid separately). Joints sealed and grouted with cement slurry mixed with water proofing compound. (ii) 2nd layer of 25 mm thick cement mortar 1:3 (1 cement: 3 coarse sand) mixed with water proofing compound in recommended proportions. (iii) Finishing top with stone aggregate of 10 mm to 12 mm nominal size spreading @ 8 cudm/sqm thoroughly embedded in the 2nd layer. | item no.174 | [52 empty] | 15.01 | Providing and laying integral cement based treatment for water proofing on horizontal surface at all depth below ground level for under ground structures as directed by Engineer-in-Charge and consisting of : (i) Ist layer of 22 mm to 25 mm thick approved and specified rough stone slab over a 25 mm thick base of cement mortar 1:3 (1 cement : 3 coarse sand) mixed with water proofing compound conforming to IS:2645 in the recommended proportion over the leveling course (leveling course to be paid separately). Joints sealed and grouted with cement slurry mixed with water proofing compound. (ii) 2nd layer of 25 mm thick cement mortar 1:3 (1 cement: 3 coarse sand) mixed with water proofing compound in recommended proportions. (iii) Finishing top with stone aggregate of 10 mm to 12 mm nominal size spreading @ 8 cudm/sqm thoroughly embedded in the 2nd layer. | item no.174
15.02 | Using rough kota stone. | item no.175 | 13.5 | sqm | 1186.93 |  |  | Excess(+) | 1 | Full Conversion | INR | [40 empty] | 16024 | 16024 | INR Sixteen Thousand &Twenty Four Only | 15.02 | Using rough kota stone. | item no.175 | 13.5 | sqm
15.03 | Providing and laying integral cement based treatment for water proofing on the vertical surface by fixing specified stone slab 22 mm to 25 mm thick with cement slurry mixed with water proofing compound conforming to IS:2645 in recommended proportions with a gap of 20 mm (minimum) between stone slabs and the receiving surfaces and filling the gaps with neat cement slurry mixed with water proofing compound and finishing the exterior of stone slab with cement mortar 1:3 (1 cement : 3 coarse sand) 20 mm thick with neat cement punning mixed with water proofing compound in recommended proportion complete at all levels and as directed by Engineer-in-charge : | item no.176 | [52 empty] | 15.03 | Providing and laying integral cement based treatment for water proofing on the vertical surface by fixing specified stone slab 22 mm to 25 mm thick with cement slurry mixed with water proofing compound conforming to IS:2645 in recommended proportions with a gap of 20 mm (minimum) between stone slabs and the receiving surfaces and filling the gaps with neat cement slurry mixed with water proofing compound and finishing the exterior of stone slab with cement mortar 1:3 (1 cement : 3 coarse sand) 20 mm thick with neat cement punning mixed with water proofing compound in recommended proportion complete at all levels and as directed by Engineer-in-charge : | item no.176
15.04 | Using rough Kota stone | item no.177 | 20 | sqm | 1523.89 |  |  | Excess(+) | 1 | Full Conversion | INR | [40 empty] | 30478 | 30478 | INR Thirty Thousand Four Hundred & Seventy Eight Only | 15.04 | Using rough Kota stone | item no.177 | 20 | sqm
15.05 | Providing and laying water proofing treatment in sunken portion of WCs, bathroom etc., by applying cement slurry mixed with water proofing cement compound consisting of applying : (a) First layer of slurry of cement @ 0.488 kg/sqm mixed with water proofing cement compound @ 0.253 kg/ sqm. This layer will be allowed to air cure for 4 hours. (b) Second layer of slurry of cement @ 0.242 kg/sqm mixed with water proofing cement compound @ 0.126 kg/sqm. This layer will be allowed to air cure for 4 hours followed with water curing for 48 hours. The rate includes preparation of surface, treatment and sealing of all joints, corners, junctions of pipes and masonry with polymer mixed slurry. | item no.178 | 60 | sqm | 408.24 | 12714 |  | Excess(+) | 1 | Full Conversion | INR | [40 empty] | 24494 | 24494 | INR Twenty Four Thousand Four Hundred & Ninety Four Only | 15.05 | Providing and laying water proofing treatment in sunken portion of WCs, bathroom etc., by applying cement slurry mixed with water proofing cement compound consisting of applying : (a) First layer of slurry of cement @ 0.488 kg/sqm mixed with water proofing cement compound @ 0.253 kg/ sqm. This layer will be allowed to air cure for 4 hours. (b) Second layer of slurry of cement @ 0.242 kg/sqm mixed with water proofing cement compound @ 0.126 kg/sqm. This layer will be allowed to air cure for 4 hours followed with water curing for 48 hours. The rate includes preparation of surface, treatment and sealing of all joints, corners, junctions of pipes and masonry with polymer mixed slurry. | item no.178 | 60 | sqm
15.06 | Providing and laying integral cement based water proofing treatment including preparation of surface as required for treatment of roofs, balconies, terraces etc consisting of following operations: (a) Applying a slurry coat of neat cement using 2.75 kg/sqm of cement admixed with water proofing compound conforming to IS. 2645 and approved by Engineer-in-charge over the RCC slab including adjoining walls upto 300 mm height including cleaning the surface before treatment. (b) Laying brick bats with mortar using broken bricks/brick bats 25 mm to 115 mm size with 50% of cement mortar 1:5 (1 cement : 5 coarse sand) admixed with water proofing compound conforming to IS : 2645 and approved by Engineer-in-charge over 20 mm thick layer of cement mortar of mix 1:5 (1 cement :5 coarse sand ) admixed with water proofing compound conforming to IS : 2645 and approved by Engineer-in-charge to required slope and treating similarly the adjoining walls upto 300 mm height including rounding of junctions of walls and slabs. (c) After two days of proper curing applying a second coat of cement slurry using 2.75 kg/ sqm of cement admixed with water proofing compound conforming to IS : 2645 and approved by Engineer-in-charge. (d) Finishing the surface with 20 mm thick jointless cement mortar of mix 1:4 (1 cement :4 coarse sand) admixed with water proofing compound conforming to IS : 2645 and approved by Engineer-in-charge including laying glass fibre cloth of approved quality in top layer of plaster and finally finishing the surface with trowel with neat cement slurry and making pattern of 300x300 mm square 3 mm deep. (e) The whole terrace so finished shall be flooded with water for a minimum period of two weeks for curing and for final test.“All above operations to be done in order and as directed and specified by the Engineer-in-Charge : | item no.179 | [52 empty] | 15.06 | Providing and laying integral cement based water proofing treatment including preparation of surface as required for treatment of roofs, balconies, terraces etc consisting of following operations: (a) Applying a slurry coat of neat cement using 2.75 kg/sqm of cement admixed with water proofing compound conforming to IS. 2645 and approved by Engineer-in-charge over the RCC slab including adjoining walls upto 300 mm height including cleaning the surface before treatment. (b) Laying brick bats with mortar using broken bricks/brick bats 25 mm to 115 mm size with 50% of cement mortar 1:5 (1 cement : 5 coarse sand) admixed with water proofing compound conforming to IS : 2645 and approved by Engineer-in-charge over 20 mm thick layer of cement mortar of mix 1:5 (1 cement :5 coarse sand ) admixed with water proofing compound conforming to IS : 2645 and approved by Engineer-in-charge to required slope and treating similarly the adjoining walls upto 300 mm height including rounding of junctions of walls and slabs. (c) After two days of proper curing applying a second coat of cement slurry using 2.75 kg/ sqm of cement admixed with water proofing compound conforming to IS : 2645 and approved by Engineer-in-charge. (d) Finishing the surface with 20 mm thick jointless cement mortar of mix 1:4 (1 cement :4 coarse sand) admixed with water proofing compound conforming to IS : 2645 and approved by Engineer-in-charge including laying glass fibre cloth of approved quality in top layer of plaster and finally finishing the surface with trowel with neat cement slurry and making pattern of 300x300 mm square 3 mm deep. (e) The whole terrace so finished shall be flooded with water for a minimum period of two weeks for curing and for final test.“All above operations to be done in order and as directed and specified by the Engineer-in-Charge : | item no.179
15.07 | With average thickness of 120 mm and minimum thickness at khurra as 65 mm. | item no.180 | 31 | sqm | 1226.21 |  |  | Excess(+) | 1 | Full Conversion | INR | [40 empty] | 38013 | 38013 | INR Thirty Eight Thousand &Thirteen Only | 15.07 | With average thickness of 120 mm and minimum thickness at khurra as 65 mm. | item no.180 | 31 | sqm
15.08 | Grading roof for water proofing treatment with | item no.181 | [52 empty] | 15.08 | Grading roof for water proofing treatment with | item no.181
15.09 | Cement concrete 1:2:4 (1 cement : 2 coarse sand : 4 graded stone aggregate 20mm nominal size) | item no.182 | 17.6 | cum | 6071.59 |  |  | Excess(+) | 1 | Full Conversion | INR | [40 empty] | 106860 | 106860 | INR One Lakh Six Thousand Eight Hundred & Sixty Only | 15.09 | Cement concrete 1:2:4 (1 cement : 2 coarse sand : 4 graded stone aggregate 20mm nominal size) | item no.182 | 17.6 | cum
16 | NEW TECHNOLOGIES AND MATERIALS | item no.183 | [52 empty] | 16 | NEW TECHNOLOGIES AND MATERIALS | item no.183
16.01 | Chipping of unsound/weak concrete material from slabs, beams, columns etc. with manual Chisel and/ or by standard power driven percussion type or of approved make including tapering of all edges, making square shoulders of cavities including cleaning the exposed concrete surface and reinforcement with wire brushes etc. and disposal of debris for all lead and lifts all complete as per direction of Engineer-In-Charge | item no.184 | [52 empty] | 16.01 | Chipping of unsound/weak concrete material from slabs, beams, columns etc. with manual Chisel and/ or by standard power driven percussion type or of approved make including tapering of all edges, making square shoulders of cavities including cleaning the exposed concrete surface and reinforcement with wire brushes etc. and disposal of debris for all lead and lifts all complete as per direction of Engineer-In-Charge | item no.184
16.02 | 50mm average thickness | item no.185 | 28.5 | sqm | 170.62 | 30600 |  | Excess(+) | 1 | Full Conversion | INR | [40 empty] | 4863 | 4863 | INR Four Thousand Eight Hundred & Sixty Three Only | 16.02 | 50mm average thickness | item no.185 | 28.5 | sqm
16.03 | Cleaning of reinforcement from rust from the reinforcing bars to give it a total rust free steel surface by using alkaline chemical rust remover of approved make with paint brush and removing loose particles after 24 hours of its application with wire brush and thoroughly washing with water and allowing it to dry, all complete as per direction of Engineer-In-Charge. | item no.186 | [52 empty] | 16.03 | Cleaning of reinforcement from rust from the reinforcing bars to give it a total rust free steel surface by using alkaline chemical rust remover of approved make with paint brush and removing loose particles after 24 hours of its application with wire brush and thoroughly washing with water and allowing it to dry, all complete as per direction of Engineer-In-Charge. | item no.186
16.04 | Bars above 12 mm diameter | item no.187 | 130 | metre | 10.34 |  |  | Excess(+) | 1 | Full Conversion | INR | [40 empty] | 1344 | 1344 | INR One Thousand Three Hundred & Forty Four Only | 16.04 | Bars above 12 mm diameter | item no.187 | 130 | metre
16.05 | Drilling suitable holes in reinforced or plain cement concrete with power driven drill machine to a minimum depth of 100mm upto 200mm in RCC beams, lintels, columns and slabs to introduce steel bars for sunshades/balconies including fixing the steel bars in position using epoxy resin anchor grout of approved make but excluding the cost of reinforcement, all complete as per direction of Engineer-In-Charge. | item no.188 | [52 empty] | 16.05 | Drilling suitable holes in reinforced or plain cement concrete with power driven drill machine to a minimum depth of 100mm upto 200mm in RCC beams, lintels, columns and slabs to introduce steel bars for sunshades/balconies including fixing the steel bars in position using epoxy resin anchor grout of approved make but excluding the cost of reinforcement, all complete as per direction of Engineer-In-Charge. | item no.188
16.06 | Upto and including 12mm dia. | item no.189 | 144 | each | 99.12 |  |  | Excess(+) | 1 | Full Conversion | INR | [40 empty] | 14273 | 14273 | INR Fourteen Thousand Two Hundred & Seventy Three Only | 16.06 | Upto and including 12mm dia. | item no.189 | 144 | each
16.07 | Providing, mixing and applying bonding coat of approved adhesive on chipped portion of RCC as per specifications and direction of Engineer-In-charge complete in all respect. | item no.190 | [52 empty] | 16.07 | Providing, mixing and applying bonding coat of approved adhesive on chipped portion of RCC as per specifications and direction of Engineer-In-charge complete in all respect. | item no.190
16.08 | SBR Polymer (@10% of cement weight) modified cementitious bond coat @ 2.2 kg cement per sqm of surface area mixed with specified proportion of approved polymer | item no.191 | 32 | sqm | 102.84 |  |  | Excess(+) | 1 | Full Conversion | INR | [40 empty] | 3291 | 3291 | INR Three Thousand Two Hundred & Ninety One Only | 16.08 | SBR Polymer (@10% of cement weight) modified cementitious bond coat @ 2.2 kg cement per sqm of surface area mixed with specified proportion of approved polymer | item no.191 | 32 | sqm
16.09 | Providing and injecting approved grout in proportion recommended by the manufacturer into cracks/honey-comb area of concrete/masonry by suitable gun/pump at required pressure including cutting of nipples after curing etc. complete as per directions of Engineer-in-Charge. (The payment shall be made on the basis of actual weight of approved grout injected.) | item no.192 | [52 empty] | 16.09 | Providing and injecting approved grout in proportion recommended by the manufacturer into cracks/honey-comb area of concrete/masonry by suitable gun/pump at required pressure including cutting of nipples after curing etc. complete as per directions of Engineer-in-Charge. (The payment shall be made on the basis of actual weight of approved grout injected.) | item no.192
16.1 | Stirrer mixed SBR Polymer (of approved make) modified Cement slurry made with Shrinkage Compensating Cement in concrete/RCC work. | item no.193 | 50 | kg | 89.03 |  |  | Excess(+) | 1 | Full Conversion | INR | [40 empty] | 4452 | 4452 | INR Four Thousand Four Hundred & Fifty Two Only | 16.1 | Stirrer mixed SBR Polymer (of approved make) modified Cement slurry made with Shrinkage Compensating Cement in concrete/RCC work. | item no.193 | 50 | kg
16.11 | Providing, erecting, maintaining and removing temporary protective screens made out of specified fabric with all necessary fixing arrangement to ensure that it remains in position for the work duration as required by the Engineer-in-charge. | item no.194 | [52 empty] | 16.11 | Providing, erecting, maintaining and removing temporary protective screens made out of specified fabric with all necessary fixing arrangement to ensure that it remains in position for the work duration as required by the Engineer-in-charge. | item no.194
16.12 | Wooven PVC cloth | item no.195 | 415 | sqm | 39.89 |  |  | Excess(+) | 1 | Full Conversion | INR | [40 empty] | 16554 | 16554 | INR Sixteen Thousand Five Hundred & Fifty Four Only | 16.12 | Wooven PVC cloth | item no.195 | 415 | sqm
16.13 | Providing and inserting 12mm dia galvanised steel injection nipple in honey comb area and along crack line including drilling of holes of required diametre (20mm to 30mm) up to depth from 30mm to 80mm at required spacing and making the hole & crack dust free by blowing compressed air, sealing the distance between injection nipple with adhesive chemical of approved make and allow it to cure complete as per direction of Engineer-In-Charge. | item no.196 | 26 | each | 167.64 | 12714 |  | Excess(+) | 1 | Full Conversion | INR | [40 empty] | 4359 | 4359 | INR Four Thousand Three Hundred & Fifty Nine Only | 16.13 | Providing and inserting 12mm dia galvanised steel injection nipple in honey comb area and along crack line including drilling of holes of required diametre (20mm to 30mm) up to depth from 30mm to 80mm at required spacing and making the hole & crack dust free by blowing compressed air, sealing the distance between injection nipple with adhesive chemical of approved make and allow it to cure complete as per direction of Engineer-In-Charge. | item no.196 | 26 | each
16.14 | Providing and fixing Scaffolding net of required width made of high density Polyethylene UV stabilized knitted on warp knitting machines having density 100grams/sqm and shading coefficient minimum 75% around the construction site/ for vertical extension as per requirement including fastening/tying with building/scaffolding pipes or with any other fixtures etc. complete as per direction of Engineer-in-Charge. (One time payment shall be made for providing Scaffolding net from start of work till completion of work including shifting if any. The Scaffolding net shall be the property of the contractor on completion of the work) | item no.197 | 500 | sqm | 21.21 |  |  | Excess(+) | 1 | Full Conversion | INR | [40 empty] | 10605 | 10605 | INR Ten Thousand Six Hundred & Five Only | 16.14 | Providing and fixing Scaffolding net of required width made of high density Polyethylene UV stabilized knitted on warp knitting machines having density 100grams/sqm and shading coefficient minimum 75% around the construction site/ for vertical extension as per requirement including fastening/tying with building/scaffolding pipes or with any other fixtures etc. complete as per direction of Engineer-in-Charge. (One time payment shall be made for providing Scaffolding net from start of work till completion of work including shifting if any. The Scaffolding net shall be the property of the contractor on completion of the work) | item no.197 | 500 | sqm
17 | MINOR CIVIL MAINTENANCE WORK: | item no.198 | [52 empty] | 17 | MINOR CIVIL MAINTENANCE WORK: | item no.198
17.01 | Providing and fixing vertical venition blinds vista make dust guard (classic/select) 100 mm wide on windows. | item no.199 | 75 | Sqm | 1731.38 |  |  | Excess(+) | 1 | Full Conversion | INR | [40 empty] | 129854 | 129854 | INR One Lakh Twenty Nine Thousand Eight Hundred & Fifty Four Only | 17.01 | Providing and fixing vertical venition blinds vista make dust guard (classic/select) 100 mm wide on windows. | item no.199 | 75 | Sqm
17.02 | "Supplying and fixing Double skin insulated roofing system comprising of Hi-Rib profiled external sheets manufactured out of 0.5 mm TCT( Total coated thickness) SMP color coated Galvalume steel (150 GSM Zinc aluminum alloy coating mass total of both sides,AZ-150 as per IS 1397) having 550 Mpa yield strength . The sheets shall have 1000-1020 mm cover width, 28-30mm high crests at 200-250 mm wide pan with special male / female side laps and anti siphoning feather to prevent leakages. The inner sheet shall be 0.5 mm Hi-Rib SMP Coated Galvalume hi-tensile steel in similar dimensions / size and fixed to the structure (by others) by means of corrosion protected self drilling , self tapping fasteners. The sub –grits of size 50mm x 50mm x 50mm manufactured out of 1.6mm G.I. ‘Z’ Shape would be fixed to inner sheeting on face side at purlin locations by means of galvanized polymer coated self drilling , self tapping fasteners thru the crest etc. as per direction of Engineer-In-Charge. The outer sheeting shall be fixed with similar screws as of inner sheeting on to the sub girts. An insulation 50 mm thick glass wool insulation of (24 kg-density) wrapped in black polthene sheets shall be fixed in the cavity between two sheets. The sheets shall be supplied in custom lengths." | item no.200 | 435 | Sqm | 4372.77 |  |  | Excess(+) | 1 | Full Conversion | INR | [40 empty] | 1902155 | 1902155 | INR Nineteen Lakh Two Thousand One Hundred & Fifty Five Only | 17.02 | "Supplying and fixing Double skin insulated roofing system comprising of Hi-Rib profiled external sheets manufactured out of 0.5 mm TCT( Total coated thickness) SMP color coated Galvalume steel (150 GSM Zinc aluminum alloy coating mass total of both sides,AZ-150 as per IS 1397) having 550 Mpa yield strength . The sheets shall have 1000-1020 mm cover width, 28-30mm high crests at 200-250 mm wide pan with special male / female side laps and anti siphoning feather to prevent leakages. The inner sheet shall be 0.5 mm Hi-Rib SMP Coated Galvalume hi-tensile steel in similar dimensions / size and fixed to the structure (by others) by means of corrosion protected self drilling , self tapping fasteners. The sub –grits of size 50mm x 50mm x 50mm manufactured out of 1.6mm G.I. ‘Z’ Shape would be fixed to inner sheeting on face side at purlin locations by means of galvanized polymer coated self drilling , self tapping fasteners thru the crest etc. as per direction of Engineer-In-Charge. The outer sheeting shall be fixed with similar screws as of inner sheeting on to the sub girts. An insulation 50 mm thick glass wool insulation of (24 kg-density) wrapped in black polthene sheets shall be fixed in the cavity between two sheets. The sheets shall be supplied in custom lengths." | item no.200 | 435 | Sqm
17.03 | "Supplying and fixing flashing / capping/ Gutters etc. of HI-Rib profiled external sheets manufactured out of 0.50 mm TCT SMP coated Galvalume steel (150 GSM Zinc aluminum alloy coating mass total of both sides,AZ-150 as per as 1397) having 550 Mpa yield strength. This shall be fixed by means of self- drilling, self- stitching screws (12-14x20) with EPDM nylon washer etc. as per direction of Engineer-In-Charge. Up to 300 mm Girth " | item no.201 | 87 | Meter | 453.3 | 434553 |  | Excess(+) | 1 | Full Conversion | INR | [40 empty] | 39437 | 39437 | INR Thirty Nine Thousand Four Hundred & Thirty Seven Only | 17.03 | "Supplying and fixing flashing / capping/ Gutters etc. of HI-Rib profiled external sheets manufactured out of 0.50 mm TCT SMP coated Galvalume steel (150 GSM Zinc aluminum alloy coating mass total of both sides,AZ-150 as per as 1397) having 550 Mpa yield strength. This shall be fixed by means of self- drilling, self- stitching screws (12-14x20) with EPDM nylon washer etc. as per direction of Engineer-In-Charge. Up to 300 mm Girth " | item no.201 | 87 | Meter
17.04 | Supplying and fixing flashing / capping / Gutters etc. of HI-Rib profiled external sheets manufactured out of 0.50 mm TCT SMP coated Galvalume steel (150 GSM Zinc aluminum alloy coating mass total of both sides,AZ-150 as per as 1397) having 550 Mpa yield strength. This shall be fixed by means of self- drilling, self- stitching screws (12-14x20) with EPDM nylon washer etc. as per direction of Engineer-In-Charge. From 301 to 500 mm Girth | item no.202 | 60 | Sqm | 578.91 |  |  | Excess(+) | 1 | Full Conversion | INR | [40 empty] | 34735 | 34735 | INR Thirty Four Thousand Seven Hundred & Thirty Five Only | 17.04 | Supplying and fixing flashing / capping / Gutters etc. of HI-Rib profiled external sheets manufactured out of 0.50 mm TCT SMP coated Galvalume steel (150 GSM Zinc aluminum alloy coating mass total of both sides,AZ-150 as per as 1397) having 550 Mpa yield strength. This shall be fixed by means of self- drilling, self- stitching screws (12-14x20) with EPDM nylon washer etc. as per direction of Engineer-In-Charge. From 301 to 500 mm Girth | item no.202 | 60 | Sqm
Total in Figures | [51 empty] | 11837383 | 11837383 | INR One Crore Eighteen Lakh Thirty Seven Thousand Three Hundred & Eighty Three Only
Quoted Rate in Figures |  |  |  | Select | [47 empty] | 0 | 0 | INR Zero Only
Quoted Rate in Words |  | INR Zero Only
Note on K15: gepadmin: 1. If you choose "Full Conversion" then Column BA (AMOUNT) and Column BB (TAXES) BOTH values will be convert based on selected Currency in (Column L). 2. If you choose "Partial Conversion" then Column BA (AMOUNT) only will be converted based on selected currency (Column L) and Column BB (TAXES) value (INR) will be added to the converted values.
Note on K22: gepadmin: 1. If you choose "Full Conversion" then Column BA (AMOUNT) and Column BB (TAXES) BOTH values will be convert based on selected Currency in (Column L). 2. If you choose "Partial Conversion" then Column BA (AMOUNT) only will be converted based on selected currency (Column L) and Column BB (TAXES) value (INR) will be added to the converted values.
Note on K78: gepadmin: 1. If you choose "Full Conversion" then Column BA (AMOUNT) and Column BB (TAXES) BOTH values will be convert based on selected Currency in (Column L). 2. If you choose "Partial Conversion" then Column BA (AMOUNT) only will be converted based on selected currency (Column L) and Column BB (TAXES) value (INR) will be added to the converted values.
Note on K18: gepadmin: 1. If you choose "Full Conversion" then Column BA (AMOUNT) and Column BB (TAXES) BOTH values will be convert based on selected Currency in (Column L). 2. If you choose "Partial Conversion" then Column BA (AMOUNT) only will be converted based on selected currency (Column L) and Column BB (TAXES) value (INR) will be added to the converted values.
Note on K31: gepadmin: 1. If you choose "Full Conversion" then Column BA (AMOUNT) and Column BB (TAXES) BOTH values will be convert based on selected Currency in (Column L). 2. If you choose "Partial Conversion" then Column BA (AMOUNT) only will be converted based on selected currency (Column L) and Column BB (TAXES) value (INR) will be added to the converted values.
Note on K73: gepadmin: 1. If you choose "Full Conversion" then Column BA (AMOUNT) and Column BB (TAXES) BOTH values will be convert based on selected Currency in (Column L). 2. If you choose "Partial Conversion" then Column BA (AMOUNT) only will be converted based on selected currency (Column L) and Column BB (TAXES) value (INR) will be added to the converted values.
Note on K63: gepadmin: 1. If you choose "Full Conversion" then Column BA (AMOUNT) and Column BB (TAXES) BOTH values will be convert based on selected Currency in (Column L). 2. If you choose "Partial Conversion" then Column BA (AMOUNT) only will be converted based on selected currency (Column L) and Column BB (TAXES) value (INR) will be added to the converted values.
Note on K27: gepadmin: 1. If you choose "Full Conversion" then Column BA (AMOUNT) and Column BB (TAXES) BOTH values will be convert based on selected Currency in (Column L). 2. If you choose "Partial Conversion" then Column BA (AMOUNT) only will be converted based on selected currency (Column L) and Column BB (TAXES) value (INR) will be added to the converted values.
Note on K29: gepadmin: 1. If you choose "Full Conversion" then Column BA (AMOUNT) and Column BB (TAXES) BOTH values will be convert based on selected Currency in (Column L). 2. If you choose "Partial Conversion" then Column BA (AMOUNT) only will be converted based on selected currency (Column L) and Column BB (TAXES) value (INR) will be added to the converted values.
Note on K33: gepadmin: 1. If you choose "Full Conversion" then Column BA (AMOUNT) and Column BB (TAXES) BOTH values will be convert based on selected Currency in (Column L). 2. If you choose "Partial Conversion" then Column BA (AMOUNT) only will be converted based on selected currency (Column L) and Column BB (TAXES) value (INR) will be added to the converted values.
Note on K35: gepadmin: 1. If you choose "Full Conversion" then Column BA (AMOUNT) and Column BB (TAXES) BOTH values will be convert based on selected Currency in (Column L). 2. If you choose "Partial Conversion" then Column BA (AMOUNT) only will be converted based on selected currency (Column L) and Column BB (TAXES) value (INR) will be added to the converted values.
Note on K42: gepadmin: 1. If you choose "Full Conversion" then Column BA (AMOUNT) and Column BB (TAXES) BOTH values will be convert based on selected Currency in (Column L). 2. If you choose "Partial Conversion" then Column BA (AMOUNT) only will be converted based on selected currency (Column L) and Column BB (TAXES) value (INR) will be added to the converted values.
Note on K59: gepadmin: 1. If you choose "Full Conversion" then Column BA (AMOUNT) and Column BB (TAXES) BOTH values will be convert based on selected Currency in (Column L). 2. If you choose "Partial Conversion" then Column BA (AMOUNT) only will be converted based on selected currency (Column L) and Column BB (TAXES) value (INR) will be added to the converted values.
Note on K32: gepadmin: 1. If you choose "Full Conversion" then Column BA (AMOUNT) and Column BB (TAXES) BOTH values will be convert based on selected Currency in (Column L). 2. If you choose "Partial Conversion" then Column BA (AMOUNT) only will be converted based on selected currency (Column L) and Column BB (TAXES) value (INR) will be added to the converted values.
Note on K37: gepadmin: 1. If you choose "Full Conversion" then Column BA (AMOUNT) and Column BB (TAXES) BOTH values will be convert based on selected Currency in (Column L). 2. If you choose "Partial Conversion" then Column BA (AMOUNT) only will be converted based on selected currency (Column L) and Column BB (TAXES) value (INR) will be added to the converted values.
Note on K39: gepadmin: 1. If you choose "Full Conversion" then Column BA (AMOUNT) and Column BB (TAXES) BOTH values will be convert based on selected Currency in (Column L). 2. If you choose "Partial Conversion" then Column BA (AMOUNT) only will be converted based on selected currency (Column L) and Column BB (TAXES) value (INR) will be added to the converted values.
Note on K45: gepadmin: 1. If you choose "Full Conversion" then Column BA (AMOUNT) and Column BB (TAXES) BOTH values will be convert based on selected Currency in (Column L). 2. If you choose "Partial Conversion" then Column BA (AMOUNT) only will be converted based on selected currency (Column L) and Column BB (TAXES) value (INR) will be added to the converted values.
Note on K48: gepadmin: 1. If you choose "Full Conversion" then Column BA (AMOUNT) and Column BB (TAXES) BOTH values will be convert based on selected Currency in (Column L). 2. If you choose "Partial Conversion" then Column BA (AMOUNT) only will be converted based on selected currency (Column L) and Column BB (TAXES) value (INR) will be added to the converted values.
Note on K56: gepadmin: 1. If you choose "Full Conversion" then Column BA (AMOUNT) and Column BB (TAXES) BOTH values will be convert based on selected Currency in (Column L). 2. If you choose "Partial Conversion" then Column BA (AMOUNT) only will be converted based on selected currency (Column L) and Column BB (TAXES) value (INR) will be added to the converted values.
Note on K55: gepadmin: 1. If you choose "Full Conversion" then Column BA (AMOUNT) and Column BB (TAXES) BOTH values will be convert based on selected Currency in (Column L). 2. If you choose "Partial Conversion" then Column BA (AMOUNT) only will be converted based on selected currency (Column L) and Column BB (TAXES) value (INR) will be added to the converted values.
Note on K65: gepadmin: 1. If you choose "Full Conversion" then Column BA (AMOUNT) and Column BB (TAXES) BOTH values will be convert based on selected Currency in (Column L). 2. If you choose "Partial Conversion" then Column BA (AMOUNT) only will be converted based on selected currency (Column L) and Column BB (TAXES) value (INR) will be added to the converted values.
Note on K67: gepadmin: 1. If you choose "Full Conversion" then Column BA (AMOUNT) and Column BB (TAXES) BOTH values will be convert based on selected Currency in (Column L). 2. If you choose "Partial Conversion" then Column BA (AMOUNT) only will be converted based on selected currency (Column L) and Column BB (TAXES) value (INR) will be added to the converted values.
Note on K71: gepadmin: 1. If you choose "Full Conversion" then Column BA (AMOUNT) and Column BB (TAXES) BOTH values will be convert based on selected Currency in (Column L). 2. If you choose "Partial Conversion" then Column BA (AMOUNT) only will be converted based on selected currency (Column L) and Column BB (TAXES) value (INR) will be added to the converted values.
Note on K50: gepadmin: 1. If you choose "Full Conversion" then Column BA (AMOUNT) and Column BB (TAXES) BOTH values will be convert based on selected Currency in (Column L). 2. If you choose "Partial Conversion" then Column BA (AMOUNT) only will be converted based on selected currency (Column L) and Column BB (TAXES) value (INR) will be added to the converted values.
Note on K84: gepadmin: 1. If you choose "Full Conversion" then Column BA (AMOUNT) and Column BB (TAXES) BOTH values will be convert based on selected Currency in (Column L). 2. If you choose "Partial Conversion" then Column BA (AMOUNT) only will be converted based on selected currency (Column L) and Column BB (TAXES) value (INR) will be added to the converted values.
Note on K87: gepadmin: 1. If you choose "Full Conversion" then Column BA (AMOUNT) and Column BB (TAXES) BOTH values will be convert based on selected Currency in (Column L). 2. If you choose "Partial Conversion" then Column BA (AMOUNT) only will be converted based on selected currency (Column L) and Column BB (TAXES) value (INR) will be added to the converted values.
Note on K89: gepadmin: 1. If you choose "Full Conversion" then Column BA (AMOUNT) and Column BB (TAXES) BOTH values will be convert based on selected Currency in (Column L). 2. If you choose "Partial Conversion" then Column BA (AMOUNT) only will be converted based on selected currency (Column L) and Column BB (TAXES) value (INR) will be added to the converted values.
Note on K91: gepadmin: 1. If you choose "Full Conversion" then Column BA (AMOUNT) and Column BB (TAXES) BOTH values will be convert based on selected Currency in (Column L). 2. If you choose "Partial Conversion" then Column BA (AMOUNT) only will be converted based on selected currency (Column L) and Column BB (TAXES) value (INR) will be added to the converted values.
Note on K100: gepadmin: 1. If you choose "Full Conversion" then Column BA (AMOUNT) and Column BB (TAXES) BOTH values will be convert based on selected Currency in (Column L). 2. If you choose "Partial Conversion" then Column BA (AMOUNT) only will be converted based on selected currency (Column L) and Column BB (TAXES) value (INR) will be added to the converted values.
Note on K102: gepadmin: 1. If you choose "Full Conversion" then Column BA (AMOUNT) and Column BB (TAXES) BOTH values will be convert based on selected Currency in (Column L). 2. If you choose "Partial Conversion" then Column BA (AMOUNT) only will be converted based on selected currency (Column L) and Column BB (TAXES) value (INR) will be added to the converted values.
Note on K104: gepadmin: 1. If you choose "Full Conversion" then Column BA (AMOUNT) and Column BB (TAXES) BOTH values will be convert based on selected Currency in (Column L). 2. If you choose "Partial Conversion" then Column BA (AMOUNT) only will be converted based on selected currency (Column L) and Column BB (TAXES) value (INR) will be added to the converted values.
Note on K109: gepadmin: 1. If you choose "Full Conversion" then Column BA (AMOUNT) and Column BB (TAXES) BOTH values will be convert based on selected Currency in (Column L). 2. If you choose "Partial Conversion" then Column BA (AMOUNT) only will be converted based on selected currency (Column L) and Column BB (TAXES) value (INR) will be added to the converted values.
Note on K201: gepadmin: 1. If you choose "Full Conversion" then Column BA (AMOUNT) and Column BB (TAXES) BOTH values will be convert based on selected Currency in (Column L). 2. If you choose "Partial Conversion" then Column BA (AMOUNT) only will be converted based on selected currency (Column L) and Column BB (TAXES) value (INR) will be added to the converted values.
Note on K16: gepadmin: 1. If you choose "Full Conversion" then Column BA (AMOUNT) and Column BB (TAXES) BOTH values will be convert based on selected Currency in (Column L). 2. If you choose "Partial Conversion" then Column BA (AMOUNT) only will be converted based on selected currency (Column L) and Column BB (TAXES) value (INR) will be added to the converted values.
Note on K21: gepadmin: 1. If you choose "Full Conversion" then Column BA (AMOUNT) and Column BB (TAXES) BOTH values will be convert based on selected Currency in (Column L). 2. If you choose "Partial Conversion" then Column BA (AMOUNT) only will be converted based on selected currency (Column L) and Column BB (TAXES) value (INR) will be added to the converted values.
Note on K25: gepadmin: 1. If you choose "Full Conversion" then Column BA (AMOUNT) and Column BB (TAXES) BOTH values will be convert based on selected Currency in (Column L). 2. If you choose "Partial Conversion" then Column BA (AMOUNT) only will be converted based on selected currency (Column L) and Column BB (TAXES) value (INR) will be added to the converted values.
Note on K28: gepadmin: 1. If you choose "Full Conversion" then Column BA (AMOUNT) and Column BB (TAXES) BOTH values will be convert based on selected Currency in (Column L). 2. If you choose "Partial Conversion" then Column BA (AMOUNT) only will be converted based on selected currency (Column L) and Column BB (TAXES) value (INR) will be added to the converted values.
Note on K30: gepadmin: 1. If you choose "Full Conversion" then Column BA (AMOUNT) and Column BB (TAXES) BOTH values will be convert based on selected Currency in (Column L). 2. If you choose "Partial Conversion" then Column BA (AMOUNT) only will be converted based on selected currency (Column L) and Column BB (TAXES) value (INR) will be added to the converted values.
Note on K46: gepadmin: 1. If you choose "Full Conversion" then Column BA (AMOUNT) and Column BB (TAXES) BOTH values will be convert based on selected Currency in (Column L). 2. If you choose "Partial Conversion" then Column BA (AMOUNT) only will be converted based on selected currency (Column L) and Column BB (TAXES) value (INR) will be added to the converted values.
Note on K49: gepadmin: 1. If you choose "Full Conversion" then Column BA (AMOUNT) and Column BB (TAXES) BOTH values will be convert based on selected Currency in (Column L). 2. If you choose "Partial Conversion" then Column BA (AMOUNT) only will be converted based on selected currency (Column L) and Column BB (TAXES) value (INR) will be added to the converted values.
Note on K52: gepadmin: 1. If you choose "Full Conversion" then Column BA (AMOUNT) and Column BB (TAXES) BOTH values will be convert based on selected Currency in (Column L). 2. If you choose "Partial Conversion" then Column BA (AMOUNT) only will be converted based on selected currency (Column L) and Column BB (TAXES) value (INR) will be added to the converted values.
Note on K57: gepadmin: 1. If you choose "Full Conversion" then Column BA (AMOUNT) and Column BB (TAXES) BOTH values will be convert based on selected Currency in (Column L). 2. If you choose "Partial Conversion" then Column BA (AMOUNT) only will be converted based on selected currency (Column L) and Column BB (TAXES) value (INR) will be added to the converted values.
Note on K60: gepadmin: 1. If you choose "Full Conversion" then Column BA (AMOUNT) and Column BB (TAXES) BOTH values will be convert based on selected Currency in (Column L). 2. If you choose "Partial Conversion" then Column BA (AMOUNT) only will be converted based on selected currency (Column L) and Column BB (TAXES) value (INR) will be added to the converted values.
Note on K70: gepadmin: 1. If you choose "Full Conversion" then Column BA (AMOUNT) and Column BB (TAXES) BOTH values will be convert based on selected Currency in (Column L). 2. If you choose "Partial Conversion" then Column BA (AMOUNT) only will be converted based on selected currency (Column L) and Column BB (TAXES) value (INR) will be added to the converted values.
Note on K74: gepadmin: 1. If you choose "Full Conversion" then Column BA (AMOUNT) and Column BB (TAXES) BOTH values will be convert based on selected Currency in (Column L). 2. If you choose "Partial Conversion" then Column BA (AMOUNT) only will be converted based on selected currency (Column L) and Column BB (TAXES) value (INR) will be added to the converted values.
Note on K76: gepadmin: 1. If you choose "Full Conversion" then Column BA (AMOUNT) and Column BB (TAXES) BOTH values will be convert based on selected Currency in (Column L). 2. If you choose "Partial Conversion" then Column BA (AMOUNT) only will be converted based on selected currency (Column L) and Column BB (TAXES) value (INR) will be added to the converted values.
Note on K79: gepadmin: 1. If you choose "Full Conversion" then Column BA (AMOUNT) and Column BB (TAXES) BOTH values will be convert based on selected Currency in (Column L). 2. If you choose "Partial Conversion" then Column BA (AMOUNT) only will be converted based on selected currency (Column L) and Column BB (TAXES) value (INR) will be added to the converted values.
Note on K81: gepadmin: 1. If you choose "Full Conversion" then Column BA (AMOUNT) and Column BB (TAXES) BOTH values will be convert based on selected Currency in (Column L). 2. If you choose "Partial Conversion" then Column BA (AMOUNT) only will be converted based on selected currency (Column L) and Column BB (TAXES) value (INR) will be added to the converted values.
Note on K83: gepadmin: 1. If you choose "Full Conversion" then Column BA (AMOUNT) and Column BB (TAXES) BOTH values will be convert based on selected Currency in (Column L). 2. If you choose "Partial Conversion" then Column BA (AMOUNT) only will be converted based on selected currency (Column L) and Column BB (TAXES) value (INR) will be added to the converted values.
Note on K86: gepadmin: 1. If you choose "Full Conversion" then Column BA (AMOUNT) and Column BB (TAXES) BOTH values will be convert based on selected Currency in (Column L). 2. If you choose "Partial Conversion" then Column BA (AMOUNT) only will be converted based on selected currency (Column L) and Column BB (TAXES) value (INR) will be added to the converted values.
Note on K93: gepadmin: 1. If you choose "Full Conversion" then Column BA (AMOUNT) and Column BB (TAXES) BOTH values will be convert based on selected Currency in (Column L). 2. If you choose "Partial Conversion" then Column BA (AMOUNT) only will be converted based on selected currency (Column L) and Column BB (TAXES) value (INR) will be added to the converted values.
Note on K95: gepadmin: 1. If you choose "Full Conversion" then Column BA (AMOUNT) and Column BB (TAXES) BOTH values will be convert based on selected Currency in (Column L). 2. If you choose "Partial Conversion" then Column BA (AMOUNT) only will be converted based on selected currency (Column L) and Column BB (TAXES) value (INR) will be added to the converted values.
Note on K97: gepadmin: 1. If you choose "Full Conversion" then Column BA (AMOUNT) and Column BB (TAXES) BOTH values will be convert based on selected Currency in (Column L). 2. If you choose "Partial Conversion" then Column BA (AMOUNT) only will be converted based on selected currency (Column L) and Column BB (TAXES) value (INR) will be added to the converted values.
Note on K99: gepadmin: 1. If you choose "Full Conversion" then Column BA (AMOUNT) and Column BB (TAXES) BOTH values will be convert based on selected Currency in (Column L). 2. If you choose "Partial Conversion" then Column BA (AMOUNT) only will be converted based on selected currency (Column L) and Column BB (TAXES) value (INR) will be added to the converted values.
Note on K106: gepadmin: 1. If you choose "Full Conversion" then Column BA (AMOUNT) and Column BB (TAXES) BOTH values will be convert based on selected Currency in (Column L). 2. If you choose "Partial Conversion" then Column BA (AMOUNT) only will be converted based on selected currency (Column L) and Column BB (TAXES) value (INR) will be added to the converted values.
Note on K111: gepadmin: 1. If you choose "Full Conversion" then Column BA (AMOUNT) and Column BB (TAXES) BOTH values will be convert based on selected Currency in (Column L). 2. If you choose "Partial Conversion" then Column BA (AMOUNT) only will be converted based on selected currency (Column L) and Column BB (TAXES) value (INR) will be added to the converted values.
Note on K43: gepadmin: 1. If you choose "Full Conversion" then Column BA (AMOUNT) and Column BB (TAXES) BOTH values will be convert based on selected Currency in (Column L). 2. If you choose "Partial Conversion" then Column BA (AMOUNT) only will be converted based on selected currency (Column L) and Column BB (TAXES) value (INR) will be added to the converted values.
Note on K114: gepadmin: 1. If you choose "Full Conversion" then Column BA (AMOUNT) and Column BB (TAXES) BOTH values will be convert based on selected Currency in (Column L). 2. If you choose "Partial Conversion" then Column BA (AMOUNT) only will be converted based on selected currency (Column L) and Column BB (TAXES) value (INR) will be added to the converted values.
Note on K116: gepadmin: 1. If you choose "Full Conversion" then Column BA (AMOUNT) and Column BB (TAXES) BOTH values will be convert based on selected Currency in (Column L). 2. If you choose "Partial Conversion" then Column BA (AMOUNT) only will be converted based on selected currency (Column L) and Column BB (TAXES) value (INR) will be added to the converted values.
Note on K118: gepadmin: 1. If you choose "Full Conversion" then Column BA (AMOUNT) and Column BB (TAXES) BOTH values will be convert based on selected Currency in (Column L). 2. If you choose "Partial Conversion" then Column BA (AMOUNT) only will be converted based on selected currency (Column L) and Column BB (TAXES) value (INR) will be added to the converted values.
Note on K120: gepadmin: 1. If you choose "Full Conversion" then Column BA (AMOUNT) and Column BB (TAXES) BOTH values will be convert based on selected Currency in (Column L). 2. If you choose "Partial Conversion" then Column BA (AMOUNT) only will be converted based on selected currency (Column L) and Column BB (TAXES) value (INR) will be added to the converted values.
Note on K123: gepadmin: 1. If you choose "Full Conversion" then Column BA (AMOUNT) and Column BB (TAXES) BOTH values will be convert based on selected Currency in (Column L). 2. If you choose "Partial Conversion" then Column BA (AMOUNT) only will be converted based on selected currency (Column L) and Column BB (TAXES) value (INR) will be added to the converted values.
Note on K124: gepadmin: 1. If you choose "Full Conversion" then Column BA (AMOUNT) and Column BB (TAXES) BOTH values will be convert based on selected Currency in (Column L). 2. If you choose "Partial Conversion" then Column BA (AMOUNT) only will be converted based on selected currency (Column L) and Column BB (TAXES) value (INR) will be added to the converted values.
Note on K126: gepadmin: 1. If you choose "Full Conversion" then Column BA (AMOUNT) and Column BB (TAXES) BOTH values will be convert based on selected Currency in (Column L). 2. If you choose "Partial Conversion" then Column BA (AMOUNT) only will be converted based on selected currency (Column L) and Column BB (TAXES) value (INR) will be added to the converted values.
Note on K129: gepadmin: 1. If you choose "Full Conversion" then Column BA (AMOUNT) and Column BB (TAXES) BOTH values will be convert based on selected Currency in (Column L). 2. If you choose "Partial Conversion" then Column BA (AMOUNT) only will be converted based on selected currency (Column L) and Column BB (TAXES) value (INR) will be added to the converted values.
Note on K131: gepadmin: 1. If you choose "Full Conversion" then Column BA (AMOUNT) and Column BB (TAXES) BOTH values will be convert based on selected Currency in (Column L). 2. If you choose "Partial Conversion" then Column BA (AMOUNT) only will be converted based on selected currency (Column L) and Column BB (TAXES) value (INR) will be added to the converted values.
Note on K133: gepadmin: 1. If you choose "Full Conversion" then Column BA (AMOUNT) and Column BB (TAXES) BOTH values will be convert based on selected Currency in (Column L). 2. If you choose "Partial Conversion" then Column BA (AMOUNT) only will be converted based on selected currency (Column L) and Column BB (TAXES) value (INR) will be added to the converted values.
Note on K135: gepadmin: 1. If you choose "Full Conversion" then Column BA (AMOUNT) and Column BB (TAXES) BOTH values will be convert based on selected Currency in (Column L). 2. If you choose "Partial Conversion" then Column BA (AMOUNT) only will be converted based on selected currency (Column L) and Column BB (TAXES) value (INR) will be added to the converted values.
Note on K137: gepadmin: 1. If you choose "Full Conversion" then Column BA (AMOUNT) and Column BB (TAXES) BOTH values will be convert based on selected Currency in (Column L). 2. If you choose "Partial Conversion" then Column BA (AMOUNT) only will be converted based on selected currency (Column L) and Column BB (TAXES) value (INR) will be added to the converted values.
Note on K140: gepadmin: 1. If you choose "Full Conversion" then Column BA (AMOUNT) and Column BB (TAXES) BOTH values will be convert based on selected Currency in (Column L). 2. If you choose "Partial Conversion" then Column BA (AMOUNT) only will be converted based on selected currency (Column L) and Column BB (TAXES) value (INR) will be added to the converted values.
Note on K142: gepadmin: 1. If you choose "Full Conversion" then Column BA (AMOUNT) and Column BB (TAXES) BOTH values will be convert based on selected Currency in (Column L). 2. If you choose "Partial Conversion" then Column BA (AMOUNT) only will be converted based on selected currency (Column L) and Column BB (TAXES) value (INR) will be added to the converted values.
Note on K144: gepadmin: 1. If you choose "Full Conversion" then Column BA (AMOUNT) and Column BB (TAXES) BOTH values will be convert based on selected Currency in (Column L). 2. If you choose "Partial Conversion" then Column BA (AMOUNT) only will be converted based on selected currency (Column L) and Column BB (TAXES) value (INR) will be added to the converted values.
Note on K146: gepadmin: 1. If you choose "Full Conversion" then Column BA (AMOUNT) and Column BB (TAXES) BOTH values will be convert based on selected Currency in (Column L). 2. If you choose "Partial Conversion" then Column BA (AMOUNT) only will be converted based on selected currency (Column L) and Column BB (TAXES) value (INR) will be added to the converted values.
Note on K148: gepadmin: 1. If you choose "Full Conversion" then Column BA (AMOUNT) and Column BB (TAXES) BOTH values will be convert based on selected Currency in (Column L). 2. If you choose "Partial Conversion" then Column BA (AMOUNT) only will be converted based on selected currency (Column L) and Column BB (TAXES) value (INR) will be added to the converted values.
Note on K150: gepadmin: 1. If you choose "Full Conversion" then Column BA (AMOUNT) and Column BB (TAXES) BOTH values will be convert based on selected Currency in (Column L). 2. If you choose "Partial Conversion" then Column BA (AMOUNT) only will be converted based on selected currency (Column L) and Column BB (TAXES) value (INR) will be added to the converted values.
Note on K152: gepadmin: 1. If you choose "Full Conversion" then Column BA (AMOUNT) and Column BB (TAXES) BOTH values will be convert based on selected Currency in (Column L). 2. If you choose "Partial Conversion" then Column BA (AMOUNT) only will be converted based on selected currency (Column L) and Column BB (TAXES) value (INR) will be added to the converted values.
Note on K154: gepadmin: 1. If you choose "Full Conversion" then Column BA (AMOUNT) and Column BB (TAXES) BOTH values will be convert based on selected Currency in (Column L). 2. If you choose "Partial Conversion" then Column BA (AMOUNT) only will be converted based on selected currency (Column L) and Column BB (TAXES) value (INR) will be added to the converted values.
Note on K156: gepadmin: 1. If you choose "Full Conversion" then Column BA (AMOUNT) and Column BB (TAXES) BOTH values will be convert based on selected Currency in (Column L). 2. If you choose "Partial Conversion" then Column BA (AMOUNT) only will be converted based on selected currency (Column L) and Column BB (TAXES) value (INR) will be added to the converted values.
Note on K158: gepadmin: 1. If you choose "Full Conversion" then Column BA (AMOUNT) and Column BB (TAXES) BOTH values will be convert based on selected Currency in (Column L). 2. If you choose "Partial Conversion" then Column BA (AMOUNT) only will be converted based on selected currency (Column L) and Column BB (TAXES) value (INR) will be added to the converted values.
Note on K160: gepadmin: 1. If you choose "Full Conversion" then Column BA (AMOUNT) and Column BB (TAXES) BOTH values will be convert based on selected Currency in (Column L). 2. If you choose "Partial Conversion" then Column BA (AMOUNT) only will be converted based on selected currency (Column L) and Column BB (TAXES) value (INR) will be added to the converted values.
Note on K161: gepadmin: 1. If you choose "Full Conversion" then Column BA (AMOUNT) and Column BB (TAXES) BOTH values will be convert based on selected Currency in (Column L). 2. If you choose "Partial Conversion" then Column BA (AMOUNT) only will be converted based on selected currency (Column L) and Column BB (TAXES) value (INR) will be added to the converted values.
Note on K163: gepadmin: 1. If you choose "Full Conversion" then Column BA (AMOUNT) and Column BB (TAXES) BOTH values will be convert based on selected Currency in (Column L). 2. If you choose "Partial Conversion" then Column BA (AMOUNT) only will be converted based on selected currency (Column L) and Column BB (TAXES) value (INR) will be added to the converted values.
Note on K166: gepadmin: 1. If you choose "Full Conversion" then Column BA (AMOUNT) and Column BB (TAXES) BOTH values will be convert based on selected Currency in (Column L). 2. If you choose "Partial Conversion" then Column BA (AMOUNT) only will be converted based on selected currency (Column L) and Column BB (TAXES) value (INR) will be added to the converted values.
Note on K167: gepadmin: 1. If you choose "Full Conversion" then Column BA (AMOUNT) and Column BB (TAXES) BOTH values will be convert based on selected Currency in (Column L). 2. If you choose "Partial Conversion" then Column BA (AMOUNT) only will be converted based on selected currency (Column L) and Column BB (TAXES) value (INR) will be added to the converted values.
Note on K169: gepadmin: 1. If you choose "Full Conversion" then Column BA (AMOUNT) and Column BB (TAXES) BOTH values will be convert based on selected Currency in (Column L). 2. If you choose "Partial Conversion" then Column BA (AMOUNT) only will be converted based on selected currency (Column L) and Column BB (TAXES) value (INR) will be added to the converted values.
Note on K170: gepadmin: 1. If you choose "Full Conversion" then Column BA (AMOUNT) and Column BB (TAXES) BOTH values will be convert based on selected Currency in (Column L). 2. If you choose "Partial Conversion" then Column BA (AMOUNT) only will be converted based on selected currency (Column L) and Column BB (TAXES) value (INR) will be added to the converted values.
Note on K171: gepadmin: 1. If you choose "Full Conversion" then Column BA (AMOUNT) and Column BB (TAXES) BOTH values will be convert based on selected Currency in (Column L). 2. If you choose "Partial Conversion" then Column BA (AMOUNT) only will be converted based on selected currency (Column L) and Column BB (TAXES) value (INR) will be added to the converted values.
Note on K172: gepadmin: 1. If you choose "Full Conversion" then Column BA (AMOUNT) and Column BB (TAXES) BOTH values will be convert based on selected Currency in (Column L). 2. If you choose "Partial Conversion" then Column BA (AMOUNT) only will be converted based on selected currency (Column L) and Column BB (TAXES) value (INR) will be added to the converted values.
Note on K174: gepadmin: 1. If you choose "Full Conversion" then Column BA (AMOUNT) and Column BB (TAXES) BOTH values will be convert based on selected Currency in (Column L). 2. If you choose "Partial Conversion" then Column BA (AMOUNT) only will be converted based on selected currency (Column L) and Column BB (TAXES) value (INR) will be added to the converted values.
Note on K178: gepadmin: 1. If you choose "Full Conversion" then Column BA (AMOUNT) and Column BB (TAXES) BOTH values will be convert based on selected Currency in (Column L). 2. If you choose "Partial Conversion" then Column BA (AMOUNT) only will be converted based on selected currency (Column L) and Column BB (TAXES) value (INR) will be added to the converted values.
Note on K180: gepadmin: 1. If you choose "Full Conversion" then Column BA (AMOUNT) and Column BB (TAXES) BOTH values will be convert based on selected Currency in (Column L). 2. If you choose "Partial Conversion" then Column BA (AMOUNT) only will be converted based on selected currency (Column L) and Column BB (TAXES) value (INR) will be added to the converted values.
Note on K182: gepadmin: 1. If you choose "Full Conversion" then Column BA (AMOUNT) and Column BB (TAXES) BOTH values will be convert based on selected Currency in (Column L). 2. If you choose "Partial Conversion" then Column BA (AMOUNT) only will be converted based on selected currency (Column L) and Column BB (TAXES) value (INR) will be added to the converted values.
Note on K197: gepadmin: 1. If you choose "Full Conversion" then Column BA (AMOUNT) and Column BB (TAXES) BOTH values will be convert based on selected Currency in (Column L). 2. If you choose "Partial Conversion" then Column BA (AMOUNT) only will be converted based on selected currency (Column L) and Column BB (TAXES) value (INR) will be added to the converted values.
Note on K199: gepadmin: 1. If you choose "Full Conversion" then Column BA (AMOUNT) and Column BB (TAXES) BOTH values will be convert based on selected Currency in (Column L). 2. If you choose "Partial Conversion" then Column BA (AMOUNT) only will be converted based on selected currency (Column L) and Column BB (TAXES) value (INR) will be added to the converted values.
Note on K184: gepadmin: 1. If you choose "Full Conversion" then Column BA (AMOUNT) and Column BB (TAXES) BOTH values will be convert based on selected Currency in (Column L). 2. If you choose "Partial Conversion" then Column BA (AMOUNT) only will be converted based on selected currency (Column L) and Column BB (TAXES) value (INR) will be added to the converted values.
Note on K187: gepadmin: 1. If you choose "Full Conversion" then Column BA (AMOUNT) and Column BB (TAXES) BOTH values will be convert based on selected Currency in (Column L). 2. If you choose "Partial Conversion" then Column BA (AMOUNT) only will be converted based on selected currency (Column L) and Column BB (TAXES) value (INR) will be added to the converted values.
Note on K189: gepadmin: 1. If you choose "Full Conversion" then Column BA (AMOUNT) and Column BB (TAXES) BOTH values will be convert based on selected Currency in (Column L). 2. If you choose "Partial Conversion" then Column BA (AMOUNT) only will be converted based on selected currency (Column L) and Column BB (TAXES) value (INR) will be added to the converted values.
Note on K190: gepadmin: 1. If you choose "Full Conversion" then Column BA (AMOUNT) and Column BB (TAXES) BOTH values will be convert based on selected Currency in (Column L). 2. If you choose "Partial Conversion" then Column BA (AMOUNT) only will be converted based on selected currency (Column L) and Column BB (TAXES) value (INR) will be added to the converted values.
Note on K192: gepadmin: 1. If you choose "Full Conversion" then Column BA (AMOUNT) and Column BB (TAXES) BOTH values will be convert based on selected Currency in (Column L). 2. If you choose "Partial Conversion" then Column BA (AMOUNT) only will be converted based on selected currency (Column L) and Column BB (TAXES) value (INR) will be added to the converted values.
Note on K194: gepadmin: 1. If you choose "Full Conversion" then Column BA (AMOUNT) and Column BB (TAXES) BOTH values will be convert based on selected Currency in (Column L). 2. If you choose "Partial Conversion" then Column BA (AMOUNT) only will be converted based on selected currency (Column L) and Column BB (TAXES) value (INR) will be added to the converted values.
Note on K203: gepadmin: 1. If you choose "Full Conversion" then Column BA (AMOUNT) and Column BB (TAXES) BOTH values will be convert based on selected Currency in (Column L). 2. If you choose "Partial Conversion" then Column BA (AMOUNT) only will be converted based on selected currency (Column L) and Column BB (TAXES) value (INR) will be added to the converted values.
Note on K205: gepadmin: 1. If you choose "Full Conversion" then Column BA (AMOUNT) and Column BB (TAXES) BOTH values will be convert based on selected Currency in (Column L). 2. If you choose "Partial Conversion" then Column BA (AMOUNT) only will be converted based on selected currency (Column L) and Column BB (TAXES) value (INR) will be added to the converted values.
Note on K207: gepadmin: 1. If you choose "Full Conversion" then Column BA (AMOUNT) and Column BB (TAXES) BOTH values will be convert based on selected Currency in (Column L). 2. If you choose "Partial Conversion" then Column BA (AMOUNT) only will be converted based on selected currency (Column L) and Column BB (TAXES) value (INR) will be added to the converted values.
Note on K208: gepadmin: 1. If you choose "Full Conversion" then Column BA (AMOUNT) and Column BB (TAXES) BOTH values will be convert based on selected Currency in (Column L). 2. If you choose "Partial Conversion" then Column BA (AMOUNT) only will be converted based on selected currency (Column L) and Column BB (TAXES) value (INR) will be added to the converted values.
Note on K209: gepadmin: 1. If you choose "Full Conversion" then Column BA (AMOUNT) and Column BB (TAXES) BOTH values will be convert based on selected Currency in (Column L). 2. If you choose "Partial Conversion" then Column BA (AMOUNT) only will be converted based on selected currency (Column L) and Column BB (TAXES) value (INR) will be added to the converted values.
Note on K211: gepadmin: 1. If you choose "Full Conversion" then Column BA (AMOUNT) and Column BB (TAXES) BOTH values will be convert based on selected Currency in (Column L). 2. If you choose "Partial Conversion" then Column BA (AMOUNT) only will be converted based on selected currency (Column L) and Column BB (TAXES) value (INR) will be added to the converted values.
Note on K212: gepadmin: 1. If you choose "Full Conversion" then Column BA (AMOUNT) and Column BB (TAXES) BOTH values will be convert based on selected Currency in (Column L). 2. If you choose "Partial Conversion" then Column BA (AMOUNT) only will be converted based on selected currency (Column L) and Column BB (TAXES) value (INR) will be added to the converted values.
Note on K213: gepadmin: 1. If you choose "Full Conversion" then Column BA (AMOUNT) and Column BB (TAXES) BOTH values will be convert based on selected Currency in (Column L). 2. If you choose "Partial Conversion" then Column BA (AMOUNT) only will be converted based on selected currency (Column L) and Column BB (TAXES) value (INR) will be added to the converted values.
Note on K214: gepadmin: 1. If you choose "Full Conversion" then Column BA (AMOUNT) and Column BB (TAXES) BOTH values will be convert based on selected Currency in (Column L). 2. If you choose "Partial Conversion" then Column BA (AMOUNT) only will be converted based on selected currency (Column L) and Column BB (TAXES) value (INR) will be added to the converted values.

## Macros
Please Enable Macros to View BoQ information