## BoQ1 (hidden)
Percentage BoQ
BoQ_Ver3.1 | Percentage | Normal | INR Only | INR
Select, At Par, Excess (+), Less (-) |  | IOCL
Tender Inviting Authority: Superintending Engineer, IWD, IIT, Kanpur
Name of Work: Setting right of vacant house no 650 with servant quarter and Garage.
Contract No: 26/Civil/D2/2021-22/03
Name of the Bidder/ Bidding Firm / Company :
PRICE SCHEDULE (This BOQ template must not be modified/replaced by the bidder and the same should be uploaded after filling the relevant columns, else the bidder is liable to be rejected for this tender. Bidders are allowed to enter the Bidder Name and Values only )
NUMBER # | TEXT # | TEXT # | NUMBER # | TEXT # | NUMBER | NUMBER | TEXT | TEXT # | NUMBER # | TEXT# | TEXT # | NUMBER # | NUMBER | NUMBER | NUMBER | NUMBER | TEXT | TEXT | NUMBER | NUMBER | NUMBER | NUMBER | TEXT | TEXT | NUMBER | NUMBER | NUMBER | NUMBER | TEXT | TEXT | NUMBER | NUMBER | NUMBER | NUMBER | TEXT | TEXT | NUMBER | NUMBER | NUMBER | NUMBER | TEXT | TEXT | NUMBER | NUMBER | NUMBER # | NUMBER # | TEXT | TEXT | NUMBER # | NUMBER # | DATE | NUMBER # | NUMBER # | TEXT #
Sl. No. | Item Description | Item Code / Make | Quantity | Units | Estimated Rate in Rs. P |  |  | Addition / Deduction | Addition / Deduction Values | Currency Convertion against each Item | Quoted Currency in INR / Other Currency | BASIC RATE In Figures To be entered by the Bidder Rs. P | Excise Duty | VAT | Freight Charges ( Unloading & Stacking) | Any Other Taxes/Duties/Levies |  |  | Other Taxes 2 | IIIrd Party i.e DGS&D / RITES etc Inspection Charges @0.34%+Service Tax | Less for Cenvat Credit,if any respect of Supplies Under full Excise Duty Category | [30 empty] | TOTAL AMOUNT in Rs. P | TOTAL AMOUNT With Taxes | TOTAL AMOUNT In Words
1 | 2 | 3 | 4 | 5 | 6 | 7 | 8 | 9 | 10 | 11 | 12 | 13 | 14 | 15 | 16 | 17 | 18 | 19 | 20 | 21 | 22 | 23 | 24 | 25 | 26 | 27 | 28 | 29 | 30 | 31 | 32 | 33 | 34 | 35 | 36 | 37 | 38 | 39 | 40 | 41 | 42 | 43 | 44 | 45 | 46 | 47 | 48 | 49 | 50 | 51 | 52 | 7 | 54 | 8
1 | EARTH WORK | item no.1 | [52 empty] | 1 | EARTH WORK | item no.1 |  |  | Construction of chamber for 100mm sluices valve | item1 | 10 | 1 Nos
1.01 | Earth work in excavation by mechanical means (Hydraulic excavator)/manual means over areas (exceeding 30 cm in depth, 1.5 m in width as well as 10 sqm on plan) including getting out and disposal of excavated earth lead upto 50 m and lift upto 1.5 m, as directed by Engineer-in-charge. | item no.2 | [52 empty] | 1.01 | Earth work in excavation by mechanical means (Hydraulic excavator)/manual means over areas (exceeding 30 cm in depth, 1.5 m in width as well as 10 sqm on plan) including getting out and disposal of excavated earth lead upto 50 m and lift upto 1.5 m, as directed by Engineer-in-charge. | item no.2 |  |  | Supplying, Conveying and fixing spls. Including eart | item1 | 123.223 | Nos
1.02 | All kinds of soil | item no.3 | 3.01 | cum | 159.44 |  |  | Excess(+) | 1 | Full Conversion | INR | [40 empty] | 480 | 480 | INR Four Hundred & Eighty Only | 1.02 | All kinds of soil | item no.3 | 3.01 | cum | Construction of chamber for 100mm sluice plates | item2 | 213 | Nos
2 | CONCRETE WORK | item no.4 | [52 empty] | 2 | CONCRETE WORK | item no.4
2.01 | Providing and laying in position cement concrete of specified grade excluding the cost of centering and shuttering - All work up to plinth level : | item no.5 | [52 empty] | 2.01 | Providing and laying in position cement concrete of specified grade excluding the cost of centering and shuttering - All work up to plinth level : | item no.5
2.02 | 1:2:4 (1 cement : 2 coarse sand (zone-III) derived from natural sources: 4 graded stone aggregate 20 mm nominal size derived from natural sources). | item no.6 | 2.31 | cum | 5952.3 |  |  | Excess(+) | 1 | Full Conversion | INR | [40 empty] | 13750 | 13750 | INR Thirteen Thousand Seven Hundred & Fifty Only | 2.02 | 1:2:4 (1 cement : 2 coarse sand (zone-III) derived from natural sources: 4 graded stone aggregate 20 mm nominal size derived from natural sources). | item no.6 | 2.31 | cum
2.03 | Centering and shuttering including strutting, propping etc. and removal of form work for : | item no.7 | [52 empty] | 2.03 | Centering and shuttering including strutting, propping etc. and removal of form work for : | item no.7
2.04 | Foundations, footings, bases for columns | item no.8 | 12.6 | sqm | 249.75 |  |  | Excess(+) | 1 | Full Conversion | INR | [40 empty] | 3147 | 3147 | INR Three Thousand One Hundred & Forty Seven Only | 2.04 | Foundations, footings, bases for columns | item no.8 | 12.6 | sqm | Construction of chamber for 100mm sluices valve | item3 | 10 | Nos
2.05 | Making plinth protection 50mm thick of cement concrete 1:3:6 (1 cement : 3 coarse sand derived from natural sources : 6 graded stone aggregate 20 mm nominal size derived from natural sources) over 75mm thick bed of dry brick ballast 40 mm nominal size, well rammed and consolidated and grouted with fine sand, including necessary excavation, levelling & dressing & finishing the top smooth. | item no.9 | 9.08 | sqm | 538.4 |  |  | Excess(+) | 1 | Full Conversion | INR | [40 empty] | 4889 | 4889 | INR Four Thousand Eight Hundred & Eighty Nine Only | 2.05 | Making plinth protection 50mm thick of cement concrete 1:3:6 (1 cement : 3 coarse sand derived from natural sources : 6 graded stone aggregate 20 mm nominal size derived from natural sources) over 75mm thick bed of dry brick ballast 40 mm nominal size, well rammed and consolidated and grouted with fine sand, including necessary excavation, levelling & dressing & finishing the top smooth. | item no.9 | 9.08 | sqm
3 | REINFORCED CEMENT CONCRETE | item no.10 | [52 empty] | 3 | REINFORCED CEMENT CONCRETE | item no.10 |  |  | Supplying, Conveying and fixing spls. Including eart | item1 | 123.223 | Nos
3.01 | Reinforced cement concrete work in walls (any thickness), including attached pilasters, buttresses, plinth and string courses, fillets, columns, pillars, piers, abutments, posts and struts etc. above plinth level up to floor five level, excluding cost of centering, shuttering, finishing and reinforcement | item no.11 | [52 empty] | 3.01 | Reinforced cement concrete work in walls (any thickness), including attached pilasters, buttresses, plinth and string courses, fillets, columns, pillars, piers, abutments, posts and struts etc. above plinth level up to floor five level, excluding cost of centering, shuttering, finishing and reinforcement | item no.11 |  |  | Supplying, Conveying and fixing spls. Including ea | item4 | 10 | Nos
3.02 | 1:1.5:3 (1 cement : 1.5 coarse sand (zone-III) derived from natural sources : 3 graded stone aggregate 20 mm nominal size derived from natural sources). | item no.12 | 0.11 | cum | 8159.57 |  |  | Excess(+) | 1 | Full Conversion | INR | [40 empty] | 898 | 898 | INR Eight Hundred & Ninety Eight Only | 3.02 | 1:1.5:3 (1 cement : 1.5 coarse sand (zone-III) derived from natural sources : 3 graded stone aggregate 20 mm nominal size derived from natural sources). | item no.12 | 0.11 | cum
3.03 | Reinforced cement concrete work in beams, suspended floors, roofs having slope up to 15° landings, balconies, shelves, chajjas, lintels, bands, plain window sills, staircases and spiral stair cases above plinth level up to floor five level, excluding the cost of centering, shuttering, finishing and reinforcement, with 1:1.5:3 (1 cement: 1.5 coarse sand (zone-III)derived from natural sources: 3 graded stone aggregate 20 mm nominal size derived from natural sources). | item no.13 | 2.92 | cum | 8560.98 |  |  | Excess(+) | 1 | Full Conversion | INR | [40 empty] | 24998 | 24998 | INR Twenty Four Thousand Nine Hundred & Ninety Eight Only | 3.03 | Reinforced cement concrete work in beams, suspended floors, roofs having slope up to 15° landings, balconies, shelves, chajjas, lintels, bands, plain window sills, staircases and spiral stair cases above plinth level up to floor five level, excluding the cost of centering, shuttering, finishing and reinforcement, with 1:1.5:3 (1 cement: 1.5 coarse sand (zone-III)derived from natural sources: 3 graded stone aggregate 20 mm nominal size derived from natural sources). | item no.13 | 2.92 | cum | Construction of chamber for 100mm sluice plates | item2 | 213 | Nos
3.04 | Centering and shuttering including strutting, propping etc. and removal of form for | item no.14 | [52 empty] | 3.04 | Centering and shuttering including strutting, propping etc. and removal of form for | item no.14
3.05 | Foundations, footings, bases of columns, etc. for mass concrete | item no.15 | 0.6 | sqm | 249.75 |  |  | Excess(+) | 1 | Full Conversion | INR | [40 empty] | 150 | 150 | INR One Hundred & Fifty Only | 3.05 | Foundations, footings, bases of columns, etc. for mass concrete | item no.15 | 0.6 | sqm
3.06 | Walls (any thickness) including attached pilasters, butteresses, plinth and string courses etc. | item no.16 | 1.01 | sqm | 534.23 |  |  | Excess(+) | 1 | Full Conversion | INR | [40 empty] | 540 | 540 | INR Five Hundred & Forty Only | 3.06 | Walls (any thickness) including attached pilasters, butteresses, plinth and string courses etc. | item no.16 | 1.01 | sqm
3.07 | Suspended floors, roofs, landings, balconies and access platform | item no.17 | 6.5 | sqm | 607.67 |  |  | Excess(+) | 1 | Full Conversion | INR | [40 empty] | 3950 | 3950 | INR Three Thousand Nine Hundred & Fifty Only | 3.07 | Suspended floors, roofs, landings, balconies and access platform | item no.17 | 6.5 | sqm
3.08 | Shelves (Cast in situ) | item no.18 | 7 | sqm | 607.67 |  |  | Excess(+) | 1 | Full Conversion | INR | [40 empty] | 4254 | 4254 | INR Four Thousand Two Hundred & Fifty Four Only | 3.08 | Shelves (Cast in situ) | item no.18 | 7 | sqm
3.09 | Stairs, (excluding landings) except spiral-staircases | item no.19 | 12 | sqm | 545.68 |  |  | Excess(+) | 1 | Full Conversion | INR | [40 empty] | 6548 | 6548 | INR Six Thousand Five Hundred & Forty Eight Only | 3.09 | Stairs, (excluding landings) except spiral-staircases | item no.19 | 12 | sqm
3.1 | Edges of slabs and breaks in floors and walls | item no.20 | [52 empty] | 3.1 | Edges of slabs and breaks in floors and walls | item no.20
3.11 | Under 20 cm wide | item no.21 | 2 | metre | 151.9 |  |  | Excess(+) | 1 | Full Conversion | INR | [40 empty] | 304 | 304 | INR Three Hundred & Four Only | 3.11 | Under 20 cm wide | item no.21 | 2 | metre
3.12 | Steel reinforcement for R.C.C. work including straightening, cutting, bending, placing in position and binding all complete above plinth level. | item no.22 | [52 empty] | 3.12 | Steel reinforcement for R.C.C. work including straightening, cutting, bending, placing in position and binding all complete above plinth level. | item no.22
3.13 | Cold twisted bars | item no.23 | 450 | kg | 73.21 |  |  | Excess(+) | 1 | Full Conversion | INR | [40 empty] | 32945 | 32945 | INR Thirty Two Thousand Nine Hundred & Forty Five Only | 3.13 | Cold twisted bars | item no.23 | 450 | kg
3.14 | Add for plaster drip course/ groove in plastered surface or moulding to R.C.C. projections. | item no.24 | 9.5 | metre | 51.64 |  |  | Excess(+) | 1 | Full Conversion | INR | [40 empty] | 491 | 491 | INR Four Hundred & Ninety One Only | 3.14 | Add for plaster drip course/ groove in plastered surface or moulding to R.C.C. projections. | item no.24 | 9.5 | metre
4 | MASONRY WORK | item no.25 | [52 empty] | 4 | MASONRY WORK | item no.25
4.01 | Brick work with common burnt clay modular bricks of class designation 7.5 in foundation and plinth in: | item no.26 | [52 empty] | 4.01 | Brick work with common burnt clay modular bricks of class designation 7.5 in foundation and plinth in: | item no.26
4.02 | Cement Mortar 1:6 (1 cement : 6 coarse sand). | item no.27 | 1 | cum | 4649.36 |  |  | Excess(+) | 1 | Full Conversion | INR | [40 empty] | 4649 | 4649 | INR Four Thousand Six Hundred & Forty Nine Only | 4.02 | Cement Mortar 1:6 (1 cement : 6 coarse sand). | item no.27 | 1 | cum
4.03 | Brick work with common burnt clay F.P.S. (non modular) bricks of class designation 7.5 in superstructure above plinth level up to floor V level in all shapes and sizes in : | item no.28 | [52 empty] | 4.03 | Brick work with common burnt clay F.P.S. (non modular) bricks of class designation 7.5 in superstructure above plinth level up to floor V level in all shapes and sizes in : | item no.28
4.04 | Cement mortar 1:6 (1 cement : 6 coarse sand) | item no.29 | 4.7 | cum | 6655.37 |  |  | Excess(+) | 1 | Full Conversion | INR | [40 empty] | 31280 | 31280 | INR Thirty One Thousand Two Hundred & Eighty Only | 4.04 | Cement mortar 1:6 (1 cement : 6 coarse sand) | item no.29 | 4.7 | cum
4.05 | Half brick masonry with common burnt clay F.P.S. (non modular) bricks of class designation 7.5 in superstructure above plinth level up to floor V level. | item no.30 | [52 empty] | 4.05 | Half brick masonry with common burnt clay F.P.S. (non modular) bricks of class designation 7.5 in superstructure above plinth level up to floor V level. | item no.30
4.06 | Cement mortar 1:4 (1 cement :4 coarse sand) | item no.31 | 12.7 | sqm | 817.27 |  |  | Excess(+) | 1 | Full Conversion | INR | [40 empty] | 10379 | 10379 | INR Ten Thousand Three Hundred & Seventy Nine Only | 4.06 | Cement mortar 1:4 (1 cement :4 coarse sand) | item no.31 | 12.7 | sqm
4.07 | Brick edging 7cm wide 11.4 cm deep to plinth protection with common burnt clay F.P.S. (non modular) bricks of class designation 7.5 including grouting with cement mortar 1:4 (1 cement : 4 fine sand). | item no.32 | 11 | metre | 45.59 |  |  | Excess(+) | 1 | Full Conversion | INR | [40 empty] | 501 | 501 | INR Five Hundred & One Only | 4.07 | Brick edging 7cm wide 11.4 cm deep to plinth protection with common burnt clay F.P.S. (non modular) bricks of class designation 7.5 including grouting with cement mortar 1:4 (1 cement : 4 fine sand). | item no.32 | 11 | metre
5 | CLADDING WORK | item no.33 | [52 empty] | 5 | CLADDING WORK | item no.33
5.01 | Providing and fixing 18 mm thick gang saw cut, mirror polished, premoulded and prepolished, machine cut for kitchen platforms, vanity counters, window sills, facias and similar locations of required size, approved shade, colour and texture laid over 20 mm thick base cement mortar 1:4 (1 cement : 4 coarse sand), joints treated with white cement, mixed with matching pigment, epoxy touch ups, including rubbing, curing, moulding and polishing to edges to give high gloss finish etc. complete at all levels. | item no.34 | [52 empty] | 5.01 | Providing and fixing 18 mm thick gang saw cut, mirror polished, premoulded and prepolished, machine cut for kitchen platforms, vanity counters, window sills, facias and similar locations of required size, approved shade, colour and texture laid over 20 mm thick base cement mortar 1:4 (1 cement : 4 coarse sand), joints treated with white cement, mixed with matching pigment, epoxy touch ups, including rubbing, curing, moulding and polishing to edges to give high gloss finish etc. complete at all levels. | item no.34
5.02 | Granite of any colour and shade | item no.35 | [52 empty] | 5.02 | Granite of any colour and shade | item no.35
5.03 | Area of slab over 0.50 sqm | item no.36 | 4.3 | sqm | 3513.94 |  |  | Excess(+) | 1 | Full Conversion | INR | [40 empty] | 15110 | 15110 | INR Fifteen Thousand One Hundred & Ten Only | 5.03 | Area of slab over 0.50 sqm | item no.36 | 4.3 | sqm
5.04 | Providing edge moulding to 18 mm thick marble stone counters, Vanities etc., including machine polishing to edge to give high gloss finish etc. complete as per design approved by Engineer-in-Charge. | item no.37 | [52 empty] | 5.04 | Providing edge moulding to 18 mm thick marble stone counters, Vanities etc., including machine polishing to edge to give high gloss finish etc. complete as per design approved by Engineer-in-Charge. | item no.37
5.05 | Granite work | item no.38 | 10.2 | metre | 329.89 |  |  | Excess(+) | 1 | Full Conversion | INR | [40 empty] | 3365 | 3365 | INR Three Thousand Three Hundred & Sixty Five Only | 5.05 | Granite work | item no.38 | 10.2 | metre
5.06 | Providing and fixing Ist quality ceramic glazed wall tiles conforming to IS: 15622 (thickness to be specified by the manufacturer), of approved make, in all colours, shades except burgundy, bottle green, black of any size as approved by Engineer-in-Charge, in skirting, risers of steps and dados, over 12 mm thick bed of cement mortar 1:3 (1 cement : 3 coarse sand) and jointing with grey cement slurry @ 3.3kg per sqm, including pointing in white cement mixed with pigment of matching shade complete. | item no.39 | 14.5 | sqm | 903.37 |  |  | Excess(+) | 1 | Full Conversion | INR | [40 empty] | 13099 | 13099 | INR Thirteen Thousand &Ninety Nine Only | 5.06 | Providing and fixing Ist quality ceramic glazed wall tiles conforming to IS: 15622 (thickness to be specified by the manufacturer), of approved make, in all colours, shades except burgundy, bottle green, black of any size as approved by Engineer-in-Charge, in skirting, risers of steps and dados, over 12 mm thick bed of cement mortar 1:3 (1 cement : 3 coarse sand) and jointing with grey cement slurry @ 3.3kg per sqm, including pointing in white cement mixed with pigment of matching shade complete. | item no.39 | 14.5 | sqm
6 | WOOD AND PVC WORK | item no.40 | [52 empty] | 6 | WOOD AND PVC WORK | item no.40
6.01 | Providing wood work in frames of doors, windows, clerestory windows and other frames, wrought framed and fixed in position with hold fast lugs or with dash fasteners of required dia & length (hold fast lugs or dash fastener shall be paid for separately). | item no.41 | [52 empty] | 6.01 | Providing wood work in frames of doors, windows, clerestory windows and other frames, wrought framed and fixed in position with hold fast lugs or with dash fasteners of required dia & length (hold fast lugs or dash fastener shall be paid for separately). | item no.41
6.02 | Second class teak wood | item no.42 | 0.262 | cum | 114145.59 |  |  | Excess(+) | 1 | Full Conversion | INR | [40 empty] | 29906 | 29906 | INR Twenty Nine Thousand Nine Hundred & Six Only | 6.02 | Second class teak wood | item no.42 | 0.262 | cum
6.03 | Providing and fixing glazed shutters for doors, windows and clerestory windows using 4 mm thick float glass panes, including ISI marked M.S. pressed butt hinges bright finished of required size with necessary screws. | item no.43 | [52 empty] | 6.03 | Providing and fixing glazed shutters for doors, windows and clerestory windows using 4 mm thick float glass panes, including ISI marked M.S. pressed butt hinges bright finished of required size with necessary screws. | item no.43
6.04 | Second class teak wood | item no.44 | [52 empty] | 6.04 | Second class teak wood | item no.44
6.05 | 35 mm thick | item no.45 | 3.96 | sqm | 3817.4 |  |  | Excess(+) | 1 | Full Conversion | INR | [40 empty] | 15117 | 15117 | INR Fifteen Thousand One Hundred & Seventeen Only | 6.05 | 35 mm thick | item no.45 | 3.96 | sqm
6.06 | Providing and fixing ISI marked oxidised M.S. sliding door bolts with nuts and screws etc. complete : | item no.46 | [52 empty] | 6.06 | Providing and fixing ISI marked oxidised M.S. sliding door bolts with nuts and screws etc. complete : | item no.46
6.07 | 250x16 mm | item no.47 | 6 | each | 149.05 |  |  | Excess(+) | 1 | Full Conversion | INR | [40 empty] | 894 | 894 | INR Eight Hundred & Ninety Four Only | 6.07 | 250x16 mm | item no.47 | 6 | each
6.08 | Providing and fixing ISI marked oxidised M.S. tower bolt black finish, (Barrel type) with necessary screws etc. complete : | item no.48 | [52 empty] | 6.08 | Providing and fixing ISI marked oxidised M.S. tower bolt black finish, (Barrel type) with necessary screws etc. complete : | item no.48
6.09 | 150x10 mm | item no.49 | 6 | each | 46.07 |  |  | Excess(+) | 1 | Full Conversion | INR | [40 empty] | 276 | 276 | INR Two Hundred & Seventy Six Only | 6.09 | 150x10 mm | item no.49 | 6 | each
6.1 | 100x10 mm | item no.50 | 20 | each | 33.93 |  |  | Excess(+) | 1 | Full Conversion | INR | [40 empty] | 679 | 679 | INR Six Hundred & Seventy Nine Only | 6.1 | 100x10 mm | item no.50 | 20 | each
6.11 | Providing and fixing ISI marked oxidised M.S. handles conforming to IS:4992 with necessary screws etc. complete : | item no.51 | [52 empty] | 6.11 | Providing and fixing ISI marked oxidised M.S. handles conforming to IS:4992 with necessary screws etc. complete : | item no.51
6.12 | 125 mm | item no.52 | 2 | each | 30.55 |  |  | Excess(+) | 1 | Full Conversion | INR | [40 empty] | 61 | 61 | INR Sixty One Only | 6.12 | 125 mm | item no.52 | 2 | each
6.13 | 100 mm | item no.53 | 10 | each | 24.5 |  |  | Excess(+) | 1 | Full Conversion | INR | [40 empty] | 245 | 245 | INR Two Hundred & Forty Five Only | 6.13 | 100 mm | item no.53 | 10 | each
6.14 | Providing and fixing aluminium sliding door bolts, ISI marked anodised (anodic coating not less than grade AC 10 as per IS : 1868), transparent or dyed to required colour or shade, with nuts and screws etc. complete : | item no.54 | [52 empty] | 6.14 | Providing and fixing aluminium sliding door bolts, ISI marked anodised (anodic coating not less than grade AC 10 as per IS : 1868), transparent or dyed to required colour or shade, with nuts and screws etc. complete : | item no.54
6.15 | 250x16 mm | item no.55 | 4 | each | 203.15 |  |  | Excess(+) | 1 | Full Conversion | INR | [40 empty] | 813 | 813 | INR Eight Hundred & Thirteen Only | 6.15 | 250x16 mm | item no.55 | 4 | each
6.16 | Providing and fixing aluminium tower bolts, ISI marked, anodised (anodic coating not less than grade AC 10 as per IS : 1868 ) transparent or dyed to required colour or shade, with necessary screws etc. complete : | item no.56 | [52 empty] | 6.16 | Providing and fixing aluminium tower bolts, ISI marked, anodised (anodic coating not less than grade AC 10 as per IS : 1868 ) transparent or dyed to required colour or shade, with necessary screws etc. complete : | item no.56
6.17 | 200x10 mm | item no.57 | 4 | each | 78.91 |  |  | Excess(+) | 1 | Full Conversion | INR | [40 empty] | 316 | 316 | INR Three Hundred & Sixteen Only | 6.17 | 200x10 mm | item no.57 | 4 | each
6.18 | 150x10 mm | item no.58 | 26 | each | 65.76 |  |  | Excess(+) | 1 | Full Conversion | INR | [40 empty] | 1710 | 1710 | INR One Thousand Seven Hundred & Ten Only | 6.18 | 150x10 mm | item no.58 | 26 | each
6.19 | 100x10 mm | item no.59 | 26 | each | 50.98 |  |  | Excess(+) | 1 | Full Conversion | INR | [40 empty] | 1325 | 1325 | INR One Thousand Three Hundred & Twenty Five Only | 6.19 | 100x10 mm | item no.59 | 26 | each
6.2 | Providing and fixing aluminium handles, ISI marked, anodised (anodic coating not less than grade AC 10 as per IS : 1868) transparent or dyed to required colour or shade, with necessary screws etc. complete : | item no.60 | [52 empty] | 6.2 | Providing and fixing aluminium handles, ISI marked, anodised (anodic coating not less than grade AC 10 as per IS : 1868) transparent or dyed to required colour or shade, with necessary screws etc. complete : | item no.60
6.21 | 125 mm | item no.61 | 2 | each | 52.3 |  |  | Excess(+) | 1 | Full Conversion | INR | [40 empty] | 105 | 105 | INR One Hundred & Five Only | 6.21 | 125 mm | item no.61 | 2 | each
6.22 | 100 mm | item no.62 | 33 | each | 46.33 |  |  | Excess(+) | 1 | Full Conversion | INR | [40 empty] | 1529 | 1529 | INR One Thousand Five Hundred & Twenty Nine Only | 6.22 | 100 mm | item no.62 | 33 | each
6.23 | Providing and fixing aluminium hanging floor door stopper, ISI marked, anodised (anodic coating not less than grade AC 10 as per IS : 1868) transparent or dyed to required colour and shade, with necessary screws etc. complete. | item no.63 | [52 empty] | 6.23 | Providing and fixing aluminium hanging floor door stopper, ISI marked, anodised (anodic coating not less than grade AC 10 as per IS : 1868) transparent or dyed to required colour and shade, with necessary screws etc. complete. | item no.63
6.24 | Twin rubber stopper | item no.64 | 12 | each | 54.4 |  |  | Excess(+) | 1 | Full Conversion | INR | [40 empty] | 653 | 653 | INR Six Hundred & Fifty Three Only | 6.24 | Twin rubber stopper | item no.64 | 12 | each
6.25 | Providing and fixing wire gauge shutters using stainless steel grade 304 wire gauge with wire of dia 0.5 mm and average width of aperture 1.4 mm in both directions for doors, windows and clerestory windows with necessary screws : | item no.65 | [52 empty] | 6.25 | Providing and fixing wire gauge shutters using stainless steel grade 304 wire gauge with wire of dia 0.5 mm and average width of aperture 1.4 mm in both directions for doors, windows and clerestory windows with necessary screws : | item no.65
6.26 | 35 mm thick shutters | item no.66 | [52 empty] | 6.26 | 35 mm thick shutters | item no.66
6.27 | with ISI marked M.S. pressed butt hinges bright finished of required size | item no.67 | [52 empty] | 6.27 | with ISI marked M.S. pressed butt hinges bright finished of required size | item no.67
6.28 | Second class teak wood | item no.68 | 20.35 | sqm | 3816.04 |  |  | Excess(+) | 1 | Full Conversion | INR | [40 empty] | 77656 | 77656 | INR Seventy Seven Thousand Six Hundred & Fifty Six Only | 6.28 | Second class teak wood | item no.68 | 20.35 | sqm
7 | STEEL WORK | item no.69 | [52 empty] | 7 | STEEL WORK | item no.69
7.01 | Structural steel work riveted, bolted or welded in built up sections, trusses and framed work, including cutting, hoisting, fixing in position and applying a priming coat of approved steel primer all complete. | item no.70 | 56 | kg | 89.21 |  |  | Excess(+) | 1 | Full Conversion | INR | [40 empty] | 4996 | 4996 | INR Four Thousand Nine Hundred & Ninety Six Only | 7.01 | Structural steel work riveted, bolted or welded in built up sections, trusses and framed work, including cutting, hoisting, fixing in position and applying a priming coat of approved steel primer all complete. | item no.70 | 56 | kg
7.02 | Providing and fixing 1mm thick M.S. sheet door with frame of 40x40x6 mm angle iron and 3 mm M.S. gusset plates at the junctions and corners, all necessary fittings complete, including applying a priming coat of approved steel primer. | item no.71 | [52 empty] | 7.02 | Providing and fixing 1mm thick M.S. sheet door with frame of 40x40x6 mm angle iron and 3 mm M.S. gusset plates at the junctions and corners, all necessary fittings complete, including applying a priming coat of approved steel primer. | item no.71
7.03 | Using M.S. angels 40x40x6 mm for diagonal braces | item no.72 | 3 | sqm | 3882.63 |  |  | Excess(+) | 1 | Full Conversion | INR | [40 empty] | 11648 | 11648 | INR Eleven Thousand Six Hundred & Forty Eight Only | 7.03 | Using M.S. angels 40x40x6 mm for diagonal braces | item no.72 | 3 | sqm
7.04 | Steel work welded in built up sections/ framed work, including cutting, hoisting, fixing in position and applying a priming coat of approved steel primer using structural steel etc. as required. | item no.73 | [52 empty] | 7.04 | Steel work welded in built up sections/ framed work, including cutting, hoisting, fixing in position and applying a priming coat of approved steel primer using structural steel etc. as required. | item no.73
7.05 | In gratings, frames, guard bar, ladder, railings, brackets, gates and similar works | item no.74 | 784 | kg | 114.86 |  |  | Excess(+) | 1 | Full Conversion | INR | [40 empty] | 90050 | 90050 | INR Ninety Thousand &Fifty Only | 7.05 | In gratings, frames, guard bar, ladder, railings, brackets, gates and similar works | item no.74 | 784 | kg
7.06 | Providing and fixing hand rail of approved size by welding etc. to steel ladder railing, balcony railing, staircase railing and similar works, including applying priming coat of approved steel primer. | item no.75 | [52 empty] | 7.06 | Providing and fixing hand rail of approved size by welding etc. to steel ladder railing, balcony railing, staircase railing and similar works, including applying priming coat of approved steel primer. | item no.75
7.07 | M.S. tube | item no.76 | 230 | kg | 127.7 |  |  | Excess(+) | 1 | Full Conversion | INR | [40 empty] | 29371 | 29371 | INR Twenty Nine Thousand Three Hundred & Seventy One Only | 7.07 | M.S. tube | item no.76 | 230 | kg
7.08 | Providing and fixing carbon steel galvanised ( minimum coating 5 micron) dash fastener of 10 mm dia double threaded 6.8 grade (yield strength 480 N/mm2), counter sunk head, comprising of 10 mm dia polyamide PA 6 grade sleeve, including drilling of hole in frame , concrete/ masonry, etc. as per direction of Engineer-in-charge. | item no.77 | [52 empty] | 7.08 | Providing and fixing carbon steel galvanised ( minimum coating 5 micron) dash fastener of 10 mm dia double threaded 6.8 grade (yield strength 480 N/mm2), counter sunk head, comprising of 10 mm dia polyamide PA 6 grade sleeve, including drilling of hole in frame , concrete/ masonry, etc. as per direction of Engineer-in-charge. | item no.77
7.09 | 10 x 140 mm | item no.78 | 280 | each | 127.7 |  |  | Excess(+) | 1 | Full Conversion | INR | [40 empty] | 35756 | 35756 | INR Thirty Five Thousand Seven Hundred & Fifty Six Only | 7.09 | 10 x 140 mm | item no.78 | 280 | each
8 | FLOORING | item no.79 | [52 empty] | 8 | FLOORING | item no.79
8.01 | Brick on edge flooring with bricks of class designation 7.5 on a bed of 12 mm cement mortar, including filling the joints with same mortar, with common burnt clay non modular bricks: | item no.80 | [52 empty] | 8.01 | Brick on edge flooring with bricks of class designation 7.5 on a bed of 12 mm cement mortar, including filling the joints with same mortar, with common burnt clay non modular bricks: | item no.80
8.02 | 1:6 (1cement : 6 coarse sand) | item no.81 | 3.4 | sqm | 727.26 |  |  | Excess(+) | 1 | Full Conversion | INR | [40 empty] | 2473 | 2473 | INR Two Thousand Four Hundred & Seventy Three Only | 8.02 | 1:6 (1cement : 6 coarse sand) | item no.81 | 3.4 | sqm
8.03 | Cement concrete flooring 1:2:4 (1 cement : 2 coarse sand : 4 graded stone aggregate) finished with a floating coat of neat cement, including cement slurry, but excluding the cost of nosing of steps etc. complete. | item no.82 | [52 empty] | 8.03 | Cement concrete flooring 1:2:4 (1 cement : 2 coarse sand : 4 graded stone aggregate) finished with a floating coat of neat cement, including cement slurry, but excluding the cost of nosing of steps etc. complete. | item no.82
8.04 | 40 mm thick with 20 mm nominal size stone aggregate | item no.83 | 66 | sqm | 436.95 |  |  | Excess(+) | 1 | Full Conversion | INR | [40 empty] | 28839 | 28839 | INR Twenty Eight Thousand Eight Hundred & Thirty Nine Only | 8.04 | 40 mm thick with 20 mm nominal size stone aggregate | item no.83 | 66 | sqm
8.05 | Cement plaster skirting up to 30 cm height, with cement mortar 1:3 (1 cement : 3 coarse sand), finished with a floating coat of neat cement. | item no.84 | [52 empty] | 8.05 | Cement plaster skirting up to 30 cm height, with cement mortar 1:3 (1 cement : 3 coarse sand), finished with a floating coat of neat cement. | item no.84
8.06 | 18 mm thick | item no.85 | 1.5 | sqm | 456.94 |  |  | Excess(+) | 1 | Full Conversion | INR | [40 empty] | 685 | 685 | INR Six Hundred & Eighty Five Only | 8.06 | 18 mm thick | item no.85 | 1.5 | sqm
8.07 | Providing and fixing glass strips in joints of terrazo/ cement concrete floors. | item no.86 | [52 empty] | 8.07 | Providing and fixing glass strips in joints of terrazo/ cement concrete floors. | item no.86
8.08 | 40 mm wide and 4 mm thick | item no.87 | 73 | metre | 65.89 |  |  | Excess(+) | 1 | Full Conversion | INR | [40 empty] | 4810 | 4810 | INR Four Thousand Eight Hundred & Ten Only | 8.08 | 40 mm wide and 4 mm thick | item no.87 | 73 | metre
8.09 | Providing and laying Ceramic glazed floor tiles of size 300x300 mm (thickness to be specified by the manufacturer) of 1st quality conforming to IS : 15622 of approved make in colours such as White, Ivory, Grey, Fume Red Brown, laid on 20 mm thick cement mortar 1:4 (1 Cement : 4 Coarse sand), Jointing with grey cement slurry @ 3.3 kg/sqm including pointing the joints with white cement and matching pigment etc., complete. | item no.88 | 9.5 | sqm | 812.71 |  |  | Excess(+) | 1 | Full Conversion | INR | [40 empty] | 7721 | 7721 | INR Seven Thousand Seven Hundred & Twenty One Only | 8.09 | Providing and laying Ceramic glazed floor tiles of size 300x300 mm (thickness to be specified by the manufacturer) of 1st quality conforming to IS : 15622 of approved make in colours such as White, Ivory, Grey, Fume Red Brown, laid on 20 mm thick cement mortar 1:4 (1 Cement : 4 Coarse sand), Jointing with grey cement slurry @ 3.3 kg/sqm including pointing the joints with white cement and matching pigment etc., complete. | item no.88 | 9.5 | sqm
8.1 | Providing and laying vitrified floor tiles in different sizes (thickness to be specified by the manufacturer) with water absorption less than 0.08% and conforming to IS: 15622, of approved make, in all colours and shades, laid on 20mm thick cement mortar 1:4 (1 cement : 4 coarse sand), jointing with grey cement slurry @ 3.3 kg/ sqm including grouting the joints with white cement and matching pigments etc., complete. | item no.89 | [52 empty] | 8.1 | Providing and laying vitrified floor tiles in different sizes (thickness to be specified by the manufacturer) with water absorption less than 0.08% and conforming to IS: 15622, of approved make, in all colours and shades, laid on 20mm thick cement mortar 1:4 (1 cement : 4 coarse sand), jointing with grey cement slurry @ 3.3 kg/ sqm including grouting the joints with white cement and matching pigments etc., complete. | item no.89
8.11 | Size of Tile 600x600 mm | item no.90 | 131 | sqm | 1315.69 |  |  | Excess(+) | 1 | Full Conversion | INR | [40 empty] | 172355 | 172355 | INR One Lakh Seventy Two Thousand Three Hundred & Fifty Five Only | 8.11 | Size of Tile 600x600 mm | item no.90 | 131 | sqm
8.12 | Providing and laying Vitrified tiles in different sizes (thickness to be specified by manufacturer), with water absorption less than 0.08 % and conforming to I.S. 15622, of approved make, in all colours & shade, in skirting, riser of steps, over 12 mm thick bed of cement mortar 1:3 (1 cement: 3 coarse sand), jointing with grey cement slurry @ 3.3 kg/ sqm including grouting the joint with white cement & matching pigments etc. complete. | item no.91 | [52 empty] | 8.12 | Providing and laying Vitrified tiles in different sizes (thickness to be specified by manufacturer), with water absorption less than 0.08 % and conforming to I.S. 15622, of approved make, in all colours & shade, in skirting, riser of steps, over 12 mm thick bed of cement mortar 1:3 (1 cement: 3 coarse sand), jointing with grey cement slurry @ 3.3 kg/ sqm including grouting the joint with white cement & matching pigments etc. complete. | item no.91
8.13 | Size of Tile 600x600 mm | item no.92 | 14.1 | sqm | 1355.41 |  |  | Excess(+) | 1 | Full Conversion | INR | [40 empty] | 19111 | 19111 | INR Nineteen Thousand One Hundred & Eleven Only | 8.13 | Size of Tile 600x600 mm | item no.92 | 14.1 | sqm
9 | ROOFING | item no.93 | [52 empty] | 9 | ROOFING | item no.93
9.01 | Providing corrugated G.S. sheet roofing including vertical / curved surface fixed with polymer coated J or L hooks, bolts and nuts 8 mm diameter with bitumen and G.I. limpet washers or with G.I. limpet washers filled with white lead, including a coat of approved steel primer and two coats of approved paint on overlapping of sheets complete (up to any pitch in horizontal/ vertical or curved surfaces), excluding the cost of purlins, rafters and trusses and including cutting to size and shape wherever required. | item no.94 | [52 empty] | 9.01 | Providing corrugated G.S. sheet roofing including vertical / curved surface fixed with polymer coated J or L hooks, bolts and nuts 8 mm diameter with bitumen and G.I. limpet washers or with G.I. limpet washers filled with white lead, including a coat of approved steel primer and two coats of approved paint on overlapping of sheets complete (up to any pitch in horizontal/ vertical or curved surfaces), excluding the cost of purlins, rafters and trusses and including cutting to size and shape wherever required. | item no.94
9.02 | 0.63 mm thick with zinc coating not less than 275 gm/ m² | item no.95 | 13 | sqm | 802.27 |  |  | Excess(+) | 1 | Full Conversion | INR | [40 empty] | 10430 | 10430 | INR Ten Thousand Four Hundred & Thirty Only | 9.02 | 0.63 mm thick with zinc coating not less than 275 gm/ m² | item no.95 | 13 | sqm
9.03 | Providing gola 75x75 mm in cement concrete 1:2:4 (1 cement : 2 coarse sand : 4 stone aggregate 10 mm and down gauge), including finishing with cement mortar 1:3 (1 cement : 3 fine sand) as per standard design : | item no.96 | [52 empty] | 9.03 | Providing gola 75x75 mm in cement concrete 1:2:4 (1 cement : 2 coarse sand : 4 stone aggregate 10 mm and down gauge), including finishing with cement mortar 1:3 (1 cement : 3 fine sand) as per standard design : | item no.96
9.04 | In 75x75 mm deep chase | item no.97 | 13 | metre | 208.02 |  |  | Excess(+) | 1 | Full Conversion | INR | [40 empty] | 2704 | 2704 | INR Two Thousand Seven Hundred & Four Only | 9.04 | In 75x75 mm deep chase | item no.97 | 13 | metre
9.05 | Making khurras 45x45 cm with average minimum thickness of 5 cm cement concrete 1:2:4 (1 cement : 2 coarse sand : 4 graded stone aggregate of 20 mm nominal size) over P.V.C. sheet 1 m x1 m x 400 micron, finished with 12 mm cement plaster 1:3 (1 cement : 3 coarse sand) and a coat of neat cement, rounding the edges and making and finishing the outlet complete. | item no.98 | 5 | each | 213.98 |  |  | Excess(+) | 1 | Full Conversion | INR | [40 empty] | 1070 | 1070 | INR One Thousand &Seventy Only | 9.05 | Making khurras 45x45 cm with average minimum thickness of 5 cm cement concrete 1:2:4 (1 cement : 2 coarse sand : 4 graded stone aggregate of 20 mm nominal size) over P.V.C. sheet 1 m x1 m x 400 micron, finished with 12 mm cement plaster 1:3 (1 cement : 3 coarse sand) and a coat of neat cement, rounding the edges and making and finishing the outlet complete. | item no.98 | 5 | each
9.06 | Providing and fixing on wall face unplasticised Rigid PVC rain water pipes conforming to IS : 13592 Type A, including jointing with seal ring conforming to IS : 5382, leaving 10 mm gap for thermal expansion, (i) Single socketed pipes. | item no.99 | [52 empty] | 9.06 | Providing and fixing on wall face unplasticised Rigid PVC rain water pipes conforming to IS : 13592 Type A, including jointing with seal ring conforming to IS : 5382, leaving 10 mm gap for thermal expansion, (i) Single socketed pipes. | item no.99
9.07 | 110 mm diameter | item no.100 | 1 | metre | 267.47 |  |  | Excess(+) | 1 | Full Conversion | INR | [40 empty] | 267 | 267 | INR Two Hundred & Sixty Seven Only | 9.07 | 110 mm diameter | item no.100 | 1 | metre
9.08 | Providing and fixing on wall face unplasticised - PVC moulded fittings/ accessories for unplasticised Rigid PVC rain water pipes conforming to IS : 13592 Type A, including jointing with seal ring conforming to IS : 5382, leaving 10 mm gap for thermal expansion. | item no.101 | [52 empty] | 9.08 | Providing and fixing on wall face unplasticised - PVC moulded fittings/ accessories for unplasticised Rigid PVC rain water pipes conforming to IS : 13592 Type A, including jointing with seal ring conforming to IS : 5382, leaving 10 mm gap for thermal expansion. | item no.101
9.09 | Single tee without door | item no.102 | [52 empty] | 9.09 | Single tee without door | item no.102
9.1 | 110x110x110 mm | item no.103 | 1 | each | 165.32 |  |  | Excess(+) | 1 | Full Conversion | INR | [40 empty] | 165 | 165 | INR One Hundred & Sixty Five Only | 9.1 | 110x110x110 mm | item no.103 | 1 | each
9.11 | Shoe (Plain) | item no.104 | [52 empty] | 9.11 | Shoe (Plain) | item no.104
9.12 | 110 mm Shoe | item no.105 | 1 | each | 99.78 |  |  | Excess(+) | 1 | Full Conversion | INR | [40 empty] | 100 | 100 | INR One Hundred Only | 9.12 | 110 mm Shoe | item no.105 | 1 | each
10 | FINISHING | item no.106 | [52 empty] | 10 | FINISHING | item no.106
10.01 | 12 mm cement plaster of mix : | item no.107 | [52 empty] | 10.01 | 12 mm cement plaster of mix : | item no.107
10.02 | 1:6 (1 cement: 6 coarse sand) | item no.108 | 32 | sqm | 231.08 | 37800 |  | Excess(+) | 1 | Full Conversion | INR | [40 empty] | 7395 | 7395 | INR Seven Thousand Three Hundred & Ninety Five Only | 10.02 | 1:6 (1 cement: 6 coarse sand) | item no.108 | 32 | sqm
10.03 | 15 mm cement plaster on rough side of single or half brick wall of mix: | item no.109 | [52 empty] | 10.03 | 15 mm cement plaster on rough side of single or half brick wall of mix: | item no.109
10.04 | 1:6 (1 cement: 6 coarse sand) | item no.110 | 63 | sqm | 266.46 | 37800 |  | Excess(+) | 1 | Full Conversion | INR | [40 empty] | 16787 | 16787 | INR Sixteen Thousand Seven Hundred & Eighty Seven Only | 10.04 | 1:6 (1 cement: 6 coarse sand) | item no.110 | 63 | sqm
10.05 | 15 mm cement plaster on rough side of single or half brick wall finished with a floating coat of neat cement of mix : | item no.111 | [52 empty] | 10.05 | 15 mm cement plaster on rough side of single or half brick wall finished with a floating coat of neat cement of mix : | item no.111
10.06 | 1:4 (1 cement: 4 fine sand) | item no.112 | 34.7 | sqm | 323.8 |  |  | Excess(+) | 1 | Full Conversion | INR | [40 empty] | 11236 | 11236 | INR Eleven Thousand Two Hundred & Thirty Six Only | 10.06 | 1:4 (1 cement: 4 fine sand) | item no.112 | 34.7 | sqm
10.07 | 6 mm cement plaster of mix : | item no.113 | [52 empty] | 10.07 | 6 mm cement plaster of mix : | item no.113
10.08 | 1:3 (1 cement : 3 fine sand) | item no.114 | 15.1 | sqm | 199.34 | 37800 |  | Excess(+) | 1 | Full Conversion | INR | [40 empty] | 3010 | 3010 | INR Three Thousand &Ten Only | 10.08 | 1:3 (1 cement : 3 fine sand) | item no.114 | 15.1 | sqm
10.09 | Pointing on brick work or brick flooring with cement mortar 1:3 (1 cement : 3 fine sand): | item no.115 | [52 empty] | 10.09 | Pointing on brick work or brick flooring with cement mortar 1:3 (1 cement : 3 fine sand): | item no.115
10.1 | Flush / Ruled/ Struck or weathered pointing | item no.116 | 3.4 | sqm | 167.95 | 37800 |  | Excess(+) | 1 | Full Conversion | INR | [40 empty] | 571 | 571 | INR Five Hundred & Seventy One Only | 10.1 | Flush / Ruled/ Struck or weathered pointing | item no.116 | 3.4 | sqm
10.11 | Distempering with 1st quality acrylic distemper (ready mixed) having VOC content less than 50 gms/litre, of approved manufacturer, of required shade and colour complete, as per manufacturer's specification. | item no.117 | [52 empty] | 10.11 | Distempering with 1st quality acrylic distemper (ready mixed) having VOC content less than 50 gms/litre, of approved manufacturer, of required shade and colour complete, as per manufacturer's specification. | item no.117
10.12 | Two or more coats on new work | item no.118 | 299.66 | sqm | 76.41 | 37800 |  | Excess(+) | 1 | Full Conversion | INR | [40 empty] | 22897 | 22897 | INR Twenty Two Thousand Eight Hundred & Ninety Seven Only | 10.12 | Two or more coats on new work | item no.118 | 299.66 | sqm
10.13 | Finishing walls with Premium Acrylic Smooth exterior paint with Silicone additives of required shade: | item no.119 | [52 empty] | 10.13 | Finishing walls with Premium Acrylic Smooth exterior paint with Silicone additives of required shade: | item no.119
10.14 | New work (Two or more coats applied @ 1.43 ltr/10 sqm over and including priming coat of exterior primer applied @ 2.20 kg/10 sqm) | item no.120 | 109 | sqm | 141.29 |  |  | Excess(+) | 1 | Full Conversion | INR | [40 empty] | 15401 | 15401 | INR Fifteen Thousand Four Hundred & One Only | 10.14 | New work (Two or more coats applied @ 1.43 ltr/10 sqm over and including priming coat of exterior primer applied @ 2.20 kg/10 sqm) | item no.120 | 109 | sqm
10.15 | Painting with synthetic enamel paint of approved brand and manufacture to give an even shade : | item no.121 | [52 empty] | 10.15 | Painting with synthetic enamel paint of approved brand and manufacture to give an even shade : | item no.121
10.16 | Two or more coats on new work | item no.122 | 62 | sqm | 106.57 |  |  | Excess(+) | 1 | Full Conversion | INR | [40 empty] | 6607 | 6607 | INR Six Thousand Six Hundred & Seven Only | 10.16 | Two or more coats on new work | item no.122 | 62 | sqm
10.17 | Painting with synthetic enamel paint of approved brand and manufacture of required colour to give an even shade : | item no.123 | [52 empty] | 10.17 | Painting with synthetic enamel paint of approved brand and manufacture of required colour to give an even shade : | item no.123
10.18 | Two or more coats on new work over an under coat of suitable shade with ordinary paint of approved brand and manufacture | item no.124 | 49 | sqm | 155.32 |  |  | Excess(+) | 1 | Full Conversion | INR | [40 empty] | 7611 | 7611 | INR Seven Thousand Six Hundred & Eleven Only | 10.18 | Two or more coats on new work over an under coat of suitable shade with ordinary paint of approved brand and manufacture | item no.124 | 49 | sqm
10.19 | Providing and applying white cement based putty of average thickness 1 mm, of approved brand and manufacturer, over the plastered wall surface to prepare the surface even and smooth complete. | item no.125 | 130.56 | sqm | 100.96 |  |  | Excess(+) | 1 | Full Conversion | INR | [40 empty] | 13181 | 13181 | INR Thirteen Thousand One Hundred & Eighty One Only | 10.19 | Providing and applying white cement based putty of average thickness 1 mm, of approved brand and manufacturer, over the plastered wall surface to prepare the surface even and smooth complete. | item no.125 | 130.56 | sqm
10.2 | White washing with lime to give an even shade : | item no.126 | [52 empty] | 10.2 | White washing with lime to give an even shade : | item no.126
10.21 | Old work (two or more coats) | item no.127 | 245 | sqm | 14.68 |  |  | Excess(+) | 1 | Full Conversion | INR | [40 empty] | 3597 | 3597 | INR Three Thousand Five Hundred & Ninety Seven Only | 10.21 | Old work (two or more coats) | item no.127 | 245 | sqm
10.22 | Removing white or colour wash by scrapping and sand papering and preparing the surface smooth including necessary repairs to scratches etc. complete | item no.128 | 245 | sqm | 12.45 |  |  | Excess(+) | 1 | Full Conversion | INR | [40 empty] | 3050 | 3050 | INR Three Thousand &Fifty Only | 10.22 | Removing white or colour wash by scrapping and sand papering and preparing the surface smooth including necessary repairs to scratches etc. complete | item no.128 | 245 | sqm
10.23 | Distempering with 1st quality acrylic distember (Ready mix) having VOC content less than 50 grams/ litre of approved brand and manufacture to give an even shade : | item no.129 | [52 empty] | 10.23 | Distempering with 1st quality acrylic distember (Ready mix) having VOC content less than 50 grams/ litre of approved brand and manufacture to give an even shade : | item no.129
10.24 | Old work (one or more coats) | item no.130 | 45 | sqm | 47.61 |  |  | Excess(+) | 1 | Full Conversion | INR | [40 empty] | 2142 | 2142 | INR Two Thousand One Hundred & Forty Two Only | 10.24 | Old work (one or more coats) | item no.130 | 45 | sqm
10.25 | Removing dry or oil bound distemper, water proofing cement paint and the like by scrapping, sand papering and preparing the surface smooth including necessary repairs to scratches etc. complete. | item no.131 | 299.66 | sqm | 16 |  |  | Excess(+) | 1 | Full Conversion | INR | [40 empty] | 4795 | 4795 | INR Four Thousand Seven Hundred & Ninety Five Only | 10.25 | Removing dry or oil bound distemper, water proofing cement paint and the like by scrapping, sand papering and preparing the surface smooth including necessary repairs to scratches etc. complete. | item no.131 | 299.66 | sqm
10.26 | Painting with synthetic enamel paint of approved brand and manufacture of required colour to give an even shade : | item no.132 | [52 empty] | 10.26 | Painting with synthetic enamel paint of approved brand and manufacture of required colour to give an even shade : | item no.132
10.27 | One or more coats on old work | item no.133 | 148.2 | sqm | 70.1 |  |  | Excess(+) | 1 | Full Conversion | INR | [40 empty] | 10389 | 10389 | INR Ten Thousand Three Hundred & Eighty Nine Only | 10.27 | One or more coats on old work | item no.133 | 148.2 | sqm
11 | REPAIRS TO BUILDING | item no.134 | [52 empty] | 11 | REPAIRS TO BUILDING | item no.134
11.01 | Repairs to plaster of thickness 12 mm to 20 mm in patches of area 2.5 sq.meters and under, including cutting the patch in proper shape, raking out joints and preparing and plastering the surface of the walls complete, including disposal of rubbish to the dumping ground, all complete as per direction of Engineer-in-Charge. | item no.135 | [52 empty] | 11.01 | Repairs to plaster of thickness 12 mm to 20 mm in patches of area 2.5 sq.meters and under, including cutting the patch in proper shape, raking out joints and preparing and plastering the surface of the walls complete, including disposal of rubbish to the dumping ground, all complete as per direction of Engineer-in-Charge. | item no.135
11.02 | With cement mortar 1:4 (1cement: 4 coarse sand) | item no.136 | 20 | sqm | 376.67 |  |  | Excess(+) | 1 | Full Conversion | INR | [40 empty] | 7533 | 7533 | INR Seven Thousand Five Hundred & Thirty Three Only | 11.02 | With cement mortar 1:4 (1cement: 4 coarse sand) | item no.136 | 20 | sqm
11.03 | Fixing chowkhats in existing opening including embedding chowkhats in floors or walls cutting masonry for holdfasts, embedding hold fasts in cement concrete blocks of size 15 x 10 x 10 cm with cement concrete 1:3:6 (1 cement : 3 coarse sand : 6 graded stone aggregate 20 mm nominal size), painting two coats of approved wood preservative to sides of chowkhats and making good the damages to walls and floors as required complete, including disposal of rubbish to the dumping ground, all complete as per direction of Engineer-in-Charge. | item no.137 | [52 empty] | 11.03 | Fixing chowkhats in existing opening including embedding chowkhats in floors or walls cutting masonry for holdfasts, embedding hold fasts in cement concrete blocks of size 15 x 10 x 10 cm with cement concrete 1:3:6 (1 cement : 3 coarse sand : 6 graded stone aggregate 20 mm nominal size), painting two coats of approved wood preservative to sides of chowkhats and making good the damages to walls and floors as required complete, including disposal of rubbish to the dumping ground, all complete as per direction of Engineer-in-Charge. | item no.137
11.04 | Door chowkhats | item no.138 | 2 | each | 1198.46 |  |  | Excess(+) | 1 | Full Conversion | INR | [40 empty] | 2397 | 2397 | INR Two Thousand Three Hundred & Ninety Seven Only | 11.04 | Door chowkhats | item no.138 | 2 | each
11.05 | Window chowkhats | item no.139 | 2 | each | 753.09 |  |  | Excess(+) | 1 | Full Conversion | INR | [40 empty] | 1506 | 1506 | INR One Thousand Five Hundred & Six Only | 11.05 | Window chowkhats | item no.139 | 2 | each
11.06 | Renewing glass panes, with wooden fillets wherever necessary: | item no.140 | [52 empty] | 11.06 | Renewing glass panes, with wooden fillets wherever necessary: | item no.140
11.07 | Float glass panes of nominal thickness 4 mm (weight not less than 10kg/sqm) | item no.141 | 0.9 | sqm | 1107.4 |  |  | Excess(+) | 1 | Full Conversion | INR | [40 empty] | 997 | 997 | INR Nine Hundred & Ninety Seven Only | 11.07 | Float glass panes of nominal thickness 4 mm (weight not less than 10kg/sqm) | item no.141 | 0.9 | sqm
11.08 | Hacking of CC flooring including cleaning for surface etc. complete as per direction of the Engineer-in-Charge. | item no.142 | 196 | sqm | 2.19 |  |  | Excess(+) | 1 | Full Conversion | INR | [40 empty] | 429 | 429 | INR Four Hundred & Twenty Nine Only | 11.08 | Hacking of CC flooring including cleaning for surface etc. complete as per direction of the Engineer-in-Charge. | item no.142 | 196 | sqm
11.09 | Dismantling 15 to 40 mm dia G.I. pipe including stacking of dismantled pipes (within 50 metres lead) as per direction of Engineer-in-Charge. | item no.143 | 30 | metre | 2.36 |  |  | Excess(+) | 1 | Full Conversion | INR | [40 empty] | 71 | 71 | INR Seventy One Only | 11.09 | Dismantling 15 to 40 mm dia G.I. pipe including stacking of dismantled pipes (within 50 metres lead) as per direction of Engineer-in-Charge. | item no.143 | 30 | metre
11.1 | Taking out existing wooden door shutter, repair by cutting, painting etc. and refixing of repaired door shutters to existing door frames, including replacement of hinges with screws, etc. as required, all complete as per the direction of the Engineer-in-charge. | item no.144 | 12 | each | 261.15 |  |  | Excess(+) | 1 | Full Conversion | INR | [40 empty] | 3134 | 3134 | INR Three Thousand One Hundred & Thirty Four Only | 11.1 | Taking out existing wooden door shutter, repair by cutting, painting etc. and refixing of repaired door shutters to existing door frames, including replacement of hinges with screws, etc. as required, all complete as per the direction of the Engineer-in-charge. | item no.144 | 12 | each
12 | DISMANTLING AND DEMOLISHING | item no.145 | [52 empty] | 12 | DISMANTLING AND DEMOLISHING | item no.145
12.01 | Demolishing cement concrete manually/ by mechanical means including disposal of material within 50 metres lead as per direction of Engineer - in - charge. | item no.146 | [52 empty] | 12.01 | Demolishing cement concrete manually/ by mechanical means including disposal of material within 50 metres lead as per direction of Engineer - in - charge. | item no.146
12.02 | Nominal concrete 1:3:6 or richer mix (i/c equivalent design mix) | item no.147 | 0.7 | cum | 1523.41 |  |  | Excess(+) | 1 | Full Conversion | INR | [40 empty] | 1066 | 1066 | INR One Thousand &Sixty Six Only | 12.02 | Nominal concrete 1:3:6 or richer mix (i/c equivalent design mix) | item no.147 | 0.7 | cum
12.03 | Nominal concrete 1:4:8 or leaner mix (i/c equivalent design mix) | item no.148 | 1.4 | cum | 940.64 |  |  | Excess(+) | 1 | Full Conversion | INR | [40 empty] | 1317 | 1317 | INR One Thousand Three Hundred & Seventeen Only | 12.03 | Nominal concrete 1:4:8 or leaner mix (i/c equivalent design mix) | item no.148 | 1.4 | cum
12.04 | Demolishing R.C.C. work manually/ by mechanical means including stacking of steel bars and disposal of unserviceable material within 50 metres lead as per direction of Engineer - in- charge. | item no.149 | 1.62 | cum | 2222.44 |  |  | Excess(+) | 1 | Full Conversion | INR | [40 empty] | 3600 | 3600 | INR Three Thousand Six Hundred Only | 12.04 | Demolishing R.C.C. work manually/ by mechanical means including stacking of steel bars and disposal of unserviceable material within 50 metres lead as per direction of Engineer - in- charge. | item no.149 | 1.62 | cum
12.05 | Demolishing brick work manually/ by mechanical means including stacking of serviceable material and disposal of unserviceable material within 50 metres lead as per direction of Engineer-in-charge. | item no.150 | [52 empty] | 12.05 | Demolishing brick work manually/ by mechanical means including stacking of serviceable material and disposal of unserviceable material within 50 metres lead as per direction of Engineer-in-charge. | item no.150
12.06 | In cement mortar | item no.151 | 1.1 | cum | 1288.82 |  |  | Excess(+) | 1 | Full Conversion | INR | [40 empty] | 1418 | 1418 | INR One Thousand Four Hundred & Eighteen Only | 12.06 | In cement mortar | item no.151 | 1.1 | cum
12.07 | Dismantling doors, windows and clerestory windows (steel or wood) shutter including chowkhats, architrave, holdfasts etc. complete and stacking within 50 metres lead : | item no.152 | [52 empty] | 12.07 | Dismantling doors, windows and clerestory windows (steel or wood) shutter including chowkhats, architrave, holdfasts etc. complete and stacking within 50 metres lead : | item no.152
12.08 | Of area 3 sq. metres and below | item no.153 | 2 | each | 240.68 |  |  | Excess(+) | 1 | Full Conversion | INR | [40 empty] | 481 | 481 | INR Four Hundred & Eighty One Only | 12.08 | Of area 3 sq. metres and below | item no.153 | 2 | each
12.09 | Taking out doors, windows and clerestory window shutters (steel or wood) including stacking within 50 metres lead : | item no.154 | [52 empty] | 12.09 | Taking out doors, windows and clerestory window shutters (steel or wood) including stacking within 50 metres lead : | item no.154
12.1 | Of area 3 sq. metres and below | item no.155 | 10 | each | 93.42 |  |  | Excess(+) | 1 | Full Conversion | INR | [40 empty] | 934 | 934 | INR Nine Hundred & Thirty Four Only | 12.1 | Of area 3 sq. metres and below | item no.155 | 10 | each
12.11 | Dismantling tile work in floors and roofs laid in cement mortar including stacking material within 50 metres lead. | item no.156 | [52 empty] | 12.11 | Dismantling tile work in floors and roofs laid in cement mortar including stacking material within 50 metres lead. | item no.156
12.12 | For thickness of tiles 10 mm to 25 mm | item no.157 | 1.84 | sqm | 48.09 |  |  | Excess(+) | 1 | Full Conversion | INR | [40 empty] | 88 | 88 | INR Eighty Eight Only | 12.12 | For thickness of tiles 10 mm to 25 mm | item no.157 | 1.84 | sqm
12.13 | Demolishing mud phaska in terracing and disposal of material within 50 metres lead. | item no.158 | 0.15 | cum | 571.94 |  |  | Excess(+) | 1 | Full Conversion | INR | [40 empty] | 86 | 86 | INR Eighty Six Only | 12.13 | Demolishing mud phaska in terracing and disposal of material within 50 metres lead. | item no.158 | 0.15 | cum
12.14 | Dismantling G.I. pipes (external work) including excavation and refilling trenches after taking out the pipes, manually/ by mechanical means including stacking of pipes within 50 metres lead as per direction of Engineer-in-charge : | item no.159 | [52 empty] | 12.14 | Dismantling G.I. pipes (external work) including excavation and refilling trenches after taking out the pipes, manually/ by mechanical means including stacking of pipes within 50 metres lead as per direction of Engineer-in-charge : | item no.159
12.15 | 15 mm to 40 mm nominal bore | item no.160 | 1 | metre | 94.82 |  |  | Excess(+) | 1 | Full Conversion | INR | [40 empty] | 95 | 95 | INR Ninety Five Only | 12.15 | 15 mm to 40 mm nominal bore | item no.160 | 1 | metre
12.16 | Dismantling old plaster or skirting raking out joints and cleaning the surface for plaster including disposal of rubbish to the dumping ground within 50 metres lead. | item no.161 | 60 | sqm | 34.19 |  |  | Excess(+) | 1 | Full Conversion | INR | [40 empty] | 2051 | 2051 | INR Two Thousand &Fifty One Only | 12.16 | Dismantling old plaster or skirting raking out joints and cleaning the surface for plaster including disposal of rubbish to the dumping ground within 50 metres lead. | item no.161 | 60 | sqm
12.17 | Disposal of building rubbish / malba / similar unserviceable, dismantled or waste materials by mechanical means, including loading, transporting, unloading to approved municipal dumping ground or as approved by Engineer-in-charge, beyond 50 m initial lead, for all leads including all lifts involved. | item no.162 | 6 | cum | 121.74 |  |  | Excess(+) | 1 | Full Conversion | INR | [40 empty] | 730 | 730 | INR Seven Hundred & Thirty Only | 12.17 | Disposal of building rubbish / malba / similar unserviceable, dismantled or waste materials by mechanical means, including loading, transporting, unloading to approved municipal dumping ground or as approved by Engineer-in-charge, beyond 50 m initial lead, for all leads including all lifts involved. | item no.162 | 6 | cum
13 | SANITARY INSTALLATIONS | item no.163 | [52 empty] | 13 | SANITARY INSTALLATIONS | item no.163
13.01 | Providing and fixing water closet squatting pan (Indian type W.C. pan ) with 100 mm sand cast Iron P or S trap, 10 litre low level white P.V.C. flushing cistern, including flush pipe, with manually controlled device (handle lever) conforming to IS : 7231, with all fittings and fixtures complete, including cutting and making good the walls and floors wherever required: | item no.164 | [52 empty] | 13.01 | Providing and fixing water closet squatting pan (Indian type W.C. pan ) with 100 mm sand cast Iron P or S trap, 10 litre low level white P.V.C. flushing cistern, including flush pipe, with manually controlled device (handle lever) conforming to IS : 7231, with all fittings and fixtures complete, including cutting and making good the walls and floors wherever required: | item no.164
13.02 | White Vitreous china Orissa pattern W.C. pan of size 580x440 mm with integral type foot rests | item no.165 | 1 | each | 4753.61 |  |  | Excess(+) | 1 | Full Conversion | INR | [40 empty] | 4754 | 4754 | INR Four Thousand Seven Hundred & Fifty Four Only | 13.02 | White Vitreous china Orissa pattern W.C. pan of size 580x440 mm with integral type foot rests | item no.165 | 1 | each
13.03 | Providing and fixing white vitreous china pedestal type water closet (European type W.C. pan) with seat and lid, 10 litre low level white P.V.C. flushing cistern, including flush pipe, with manually controlled device (handle lever), conforming to IS : 7231, with all fittings and fixtures complete, including cutting and making good the walls and floors wherever required : | item no.166 | [52 empty] | 13.03 | Providing and fixing white vitreous china pedestal type water closet (European type W.C. pan) with seat and lid, 10 litre low level white P.V.C. flushing cistern, including flush pipe, with manually controlled device (handle lever), conforming to IS : 7231, with all fittings and fixtures complete, including cutting and making good the walls and floors wherever required : | item no.166
13.04 | W.C. pan with ISI marked white solid plastic seat and lid | item no.167 | 1 | each | 4612.84 |  |  | Excess(+) | 1 | Full Conversion | INR | [40 empty] | 4613 | 4613 | INR Four Thousand Six Hundred & Thirteen Only | 13.04 | W.C. pan with ISI marked white solid plastic seat and lid | item no.167 | 1 | each
13.05 | Providing and fixing CP Brass 32mm size Bottle Trap of approved quality & make and as per the direction of Engineer-in-charge. | item no.168 | 2 | each | 774.26 |  |  | Excess(+) | 1 | Full Conversion | INR | [40 empty] | 1549 | 1549 | INR One Thousand Five Hundred & Forty Nine Only | 13.05 | Providing and fixing CP Brass 32mm size Bottle Trap of approved quality & make and as per the direction of Engineer-in-charge. | item no.168 | 2 | each
13.06 | Providing and fixing CP Brass Single lever telephonic wall mixer of quality & make as approved by Engineer in charge. (a) 15 mm nominal dia | item no.169 | 2 | each | 5360.45 |  |  | Excess(+) | 1 | Full Conversion | INR | [40 empty] | 10721 | 10721 | INR Ten Thousand Seven Hundred & Twenty One Only | 13.06 | Providing and fixing CP Brass Single lever telephonic wall mixer of quality & make as approved by Engineer in charge. (a) 15 mm nominal dia | item no.169 | 2 | each
13.07 | Providing and fixing white vitreous china wash basin including making all connections but excluding the cost of fittings : | item no.170 | [52 empty] | 13.07 | Providing and fixing white vitreous china wash basin including making all connections but excluding the cost of fittings : | item no.170
13.08 | Flat back wash basin of size 550x400 mm | item no.171 | 2 | each | 787.9 |  |  | Excess(+) | 1 | Full Conversion | INR | [40 empty] | 1576 | 1576 | INR One Thousand Five Hundred & Seventy Six Only | 13.08 | Flat back wash basin of size 550x400 mm | item no.171 | 2 | each
13.09 | Providing and fixing 600x450 mm beveled edge mirror of superior glass (of approved quality) complete with 6 mm thick hard board ground fixed to wooden cleats with C.P. brass screws and washers complete. | item no.172 | 2 | each | 1124.98 |  |  | Excess(+) | 1 | Full Conversion | INR | [40 empty] | 2250 | 2250 | INR Two Thousand Two Hundred & Fifty Only | 13.09 | Providing and fixing 600x450 mm beveled edge mirror of superior glass (of approved quality) complete with 6 mm thick hard board ground fixed to wooden cleats with C.P. brass screws and washers complete. | item no.172 | 2 | each
13.1 | Providing and fixing soil, waste and vent pipes : | item no.173 | [52 empty] | 13.1 | Providing and fixing soil, waste and vent pipes : | item no.173
13.11 | 100 mm dia | item no.174 | [52 empty] | 13.11 | 100 mm dia | item no.174
13.12 | Sand cast iron S&S pipe as per IS: 1729 | item no.175 | 1 | metre | 883.99 |  |  | Excess(+) | 1 | Full Conversion | INR | [40 empty] | 884 | 884 | INR Eight Hundred & Eighty Four Only | 13.12 | Sand cast iron S&S pipe as per IS: 1729 | item no.175 | 1 | metre
13.13 | 75 mm diameter : | item no.176 | [52 empty] | 13.13 | 75 mm diameter : | item no.176
13.14 | Sand cast iron S&S pipe as per IS: 1729 | item no.177 | 1.8 | metre | 809.51 |  |  | Excess(+) | 1 | Full Conversion | INR | [40 empty] | 1457 | 1457 | INR One Thousand Four Hundred & Fifty Seven Only | 13.14 | Sand cast iron S&S pipe as per IS: 1729 | item no.177 | 1.8 | metre
13.15 | Providing and fixing bend of required degree with access door, insertion rubber washer 3 mm thick, bolts and nuts complete. | item no.178 | [52 empty] | 13.15 | Providing and fixing bend of required degree with access door, insertion rubber washer 3 mm thick, bolts and nuts complete. | item no.178
13.16 | 100 mm dia | item no.179 | [52 empty] | 13.16 | 100 mm dia | item no.179
13.17 | Sand cast iron S&S as per IS - 1729 | item no.180 | 1 | each | 404.77 |  |  | Excess(+) | 1 | Full Conversion | INR | [40 empty] | 405 | 405 | INR Four Hundred & Five Only | 13.17 | Sand cast iron S&S as per IS - 1729 | item no.180 | 1 | each
13.18 | Providing and fixing plain bend of required degree. | item no.181 | [52 empty] | 13.18 | Providing and fixing plain bend of required degree. | item no.181
13.19 | 100 mm dia | item no.182 | [52 empty] | 13.19 | 100 mm dia | item no.182
13.2 | Sand cast iron S&S as per IS - 1729 | item no.183 | 1 | each | 334.37 |  |  | Excess(+) | 1 | Full Conversion | INR | [40 empty] | 334 | 334 | INR Three Hundred & Thirty Four Only | 13.2 | Sand cast iron S&S as per IS - 1729 | item no.183 | 1 | each
13.21 | Providing and fixing collar : | item no.184 | [52 empty] | 13.21 | Providing and fixing collar : | item no.184
13.22 | 100 mm | item no.185 | [52 empty] | 13.22 | 100 mm | item no.185
13.23 | Sand cast iron S&S as per IS - 1729 | item no.186 | 1 | each | 320.29 |  |  | Excess(+) | 1 | Full Conversion | INR | [40 empty] | 320 | 320 | INR Three Hundred & Twenty Only | 13.23 | Sand cast iron S&S as per IS - 1729 | item no.186 | 1 | each
13.24 | 75 mm | item no.187 | [52 empty] | 13.24 | 75 mm | item no.187
13.25 | Sand cast iron S&S as per IS - 1729 | item no.188 | 1 | each | 232.96 |  |  | Excess(+) | 1 | Full Conversion | INR | [40 empty] | 233 | 233 | INR Two Hundred & Thirty Three Only | 13.25 | Sand cast iron S&S as per IS - 1729 | item no.188 | 1 | each
13.26 | Providing lead caulked joints to sand cast iron/centrifugally cast (spun) iron pipes and fittings of diameter : | item no.189 | [52 empty] | 13.26 | Providing lead caulked joints to sand cast iron/centrifugally cast (spun) iron pipes and fittings of diameter : | item no.189
13.27 | 100 mm | item no.190 | 2 | each | 422.13 |  |  | Excess(+) | 1 | Full Conversion | INR | [40 empty] | 844 | 844 | INR Eight Hundred & Forty Four Only | 13.27 | 100 mm | item no.190 | 2 | each
13.28 | 75 mm | item no.191 | 3 | each | 357.65 |  |  | Excess(+) | 1 | Full Conversion | INR | [40 empty] | 1073 | 1073 | INR One Thousand &Seventy Three Only | 13.28 | 75 mm | item no.191 | 3 | each
13.29 | Providing and fixing trap of self cleansing design with screwed down or hinged grating with or without vent arm complete, including cost of cutting and making good the walls and floors : | item no.192 | [52 empty] | 13.29 | Providing and fixing trap of self cleansing design with screwed down or hinged grating with or without vent arm complete, including cost of cutting and making good the walls and floors : | item no.192
13.3 | 100 mm inlet and 100 mm outlet | item no.193 | [52 empty] | 13.3 | 100 mm inlet and 100 mm outlet | item no.193
13.31 | Sand Cast Iron S&S as per IS: 1729 | item no.194 | 1 | each | 1116.22 |  |  | Excess(+) | 1 | Full Conversion | INR | [40 empty] | 1116 | 1116 | INR One Thousand One Hundred & Sixteen Only | 13.31 | Sand Cast Iron S&S as per IS: 1729 | item no.194 | 1 | each
13.32 | 100 mm inlet and 75 mm outlet | item no.195 | [52 empty] | 13.32 | 100 mm inlet and 75 mm outlet | item no.195
13.33 | Sand Cast Iron S&S as per IS- 1729 | item no.196 | 1 | each | 1054.05 |  |  | Excess(+) | 1 | Full Conversion | INR | [40 empty] | 1054 | 1054 | INR One Thousand &Fifty Four Only | 13.33 | Sand Cast Iron S&S as per IS- 1729 | item no.196 | 1 | each
14 | WATER SUPPLY | item no.197 | [52 empty] | 14 | WATER SUPPLY | item no.197
14.01 | Providing and fixing G.I. pipes complete with G.I. fittings and clamps, i/c cutting and making good the walls etc. Internal work - Exposed on wall | item no.198 | [52 empty] | 14.01 | Providing and fixing G.I. pipes complete with G.I. fittings and clamps, i/c cutting and making good the walls etc. Internal work - Exposed on wall | item no.198
14.02 | 15 mm dia nominal bore | item no.199 | 5 | metre | 249.8 |  |  | Excess(+) | 1 | Full Conversion | INR | [40 empty] | 1249 | 1249 | INR One Thousand Two Hundred & Forty Nine Only | 14.02 | 15 mm dia nominal bore | item no.199 | 5 | metre
14.03 | 20 mm dia nominal bore | item no.200 | 11 | metre | 301.7 |  |  | Excess(+) | 1 | Full Conversion | INR | [40 empty] | 3319 | 3319 | INR Three Thousand Three Hundred & Nineteen Only | 14.03 | 20 mm dia nominal bore | item no.200 | 11 | metre
14.04 | Providing and fixing G.I. Pipes complete with G.I. fittings and clamps, i/c making good the walls etc. concealed pipe, including painting with anti corrosive bitumastic paint, cutting chases and making good the wall : | item no.201 | [52 empty] | 14.04 | Providing and fixing G.I. Pipes complete with G.I. fittings and clamps, i/c making good the walls etc. concealed pipe, including painting with anti corrosive bitumastic paint, cutting chases and making good the wall : | item no.201
14.05 | 15 mm dia nominal bore | item no.202 | 7 | metre | 392.45 |  |  | Excess(+) | 1 | Full Conversion | INR | [40 empty] | 2747 | 2747 | INR Two Thousand Seven Hundred & Forty Seven Only | 14.05 | 15 mm dia nominal bore | item no.202 | 7 | metre
14.06 | Providing and fixing G.I. pipes complete with G.I. fittings including trenching and refilling etc. External work | item no.203 | [52 empty] | 14.06 | Providing and fixing G.I. pipes complete with G.I. fittings including trenching and refilling etc. External work | item no.203
14.07 | 15 mm dia nominal bore | item no.204 | 15 | metre | 214.07 |  |  | Excess(+) | 1 | Full Conversion | INR | [40 empty] | 3211 | 3211 | INR Three Thousand Two Hundred & Eleven Only | 14.07 | 15 mm dia nominal bore | item no.204 | 15 | metre
14.08 | 20 mm dia nominal bore | item no.205 | 56 | metre | 248.83 |  |  | Excess(+) | 1 | Full Conversion | INR | [40 empty] | 13934 | 13934 | INR Thirteen Thousand Nine Hundred & Thirty Four Only | 14.08 | 20 mm dia nominal bore | item no.205 | 56 | metre
14.09 | 25 mm dia nominal bore | item no.206 | 20 | metre | 319.64 |  |  | Excess(+) | 1 | Full Conversion | INR | [40 empty] | 6393 | 6393 | INR Six Thousand Three Hundred & Ninety Three Only | 14.09 | 25 mm dia nominal bore | item no.206 | 20 | metre
14.1 | 32 mm dia nominal bore | item no.207 | 1.2 | metre | 372.38 |  |  | Excess(+) | 1 | Full Conversion | INR | [40 empty] | 447 | 447 | INR Four Hundred & Forty Seven Only | 14.1 | 32 mm dia nominal bore | item no.207 | 1.2 | metre
14.11 | Providing and fixing gun metal gate valve with C.I. wheel of approved quality (screwed end) : | item no.208 | [52 empty] | 14.11 | Providing and fixing gun metal gate valve with C.I. wheel of approved quality (screwed end) : | item no.208
14.12 | 25 mm nominal bore | item no.209 | 2 | each | 435.9 |  |  | Excess(+) | 1 | Full Conversion | INR | [40 empty] | 872 | 872 | INR Eight Hundred & Seventy Two Only | 14.12 | 25 mm nominal bore | item no.209 | 2 | each
14.13 | 20 mm nominal bore | item no.210 | 5 | each | 403.5 |  |  | Excess(+) | 1 | Full Conversion | INR | [40 empty] | 2018 | 2018 | INR Two Thousand &Eighteen Only | 14.13 | 20 mm nominal bore | item no.210 | 5 | each
14.14 | Providing and fixing ball valve (brass) of approved quality, High or low pressure, with plastic floats complete : | item no.211 | [52 empty] | 14.14 | Providing and fixing ball valve (brass) of approved quality, High or low pressure, with plastic floats complete : | item no.211
14.15 | 20 mm nominal bore | item no.212 | 1 | each | 338.79 |  |  | Excess(+) | 1 | Full Conversion | INR | [40 empty] | 339 | 339 | INR Three Hundred & Thirty Nine Only | 14.15 | 20 mm nominal bore | item no.212 | 1 | each
14.16 | Providing and fixing uplasticised PVC connection pipe with brass unions : | item no.213 | [52 empty] | 14.16 | Providing and fixing uplasticised PVC connection pipe with brass unions : | item no.213
14.17 | 45 cm length | item no.214 | [52 empty] | 14.17 | 45 cm length | item no.214
14.18 | 15 mm nominal bore | item no.215 | 8 | each | 72.77 |  |  | Excess(+) | 1 | Full Conversion | INR | [40 empty] | 582 | 582 | INR Five Hundred & Eighty Two Only | 14.18 | 15 mm nominal bore | item no.215 | 8 | each
14.19 | Constructing masonry Chamber 30x30x50 cm inside, in brick work in cement mortar 1:4 (1 cement :4 coarse sand) for stop cock, with C. I. surface box 100x100 x75 mm (inside) with hinged cover fixed in cement concrete slab 1:2:4 mix (1 cement : 2 coarse sand : 4 graded stone aggregate 20 mm nominal size), i/c necessary excavation, foundation concrete 1:5:10 ( 1 cement : 5 fine sand : 10 graded stone aggregate 40mm nominal size ) and inside plastering with cement mortar 1:3 (1 cement : 3 coarse sand) 12mm thick, finished with a floating coat of neat cement complete as per standard design : | item no.216 | [52 empty] | 14.19 | Constructing masonry Chamber 30x30x50 cm inside, in brick work in cement mortar 1:4 (1 cement :4 coarse sand) for stop cock, with C. I. surface box 100x100 x75 mm (inside) with hinged cover fixed in cement concrete slab 1:2:4 mix (1 cement : 2 coarse sand : 4 graded stone aggregate 20 mm nominal size), i/c necessary excavation, foundation concrete 1:5:10 ( 1 cement : 5 fine sand : 10 graded stone aggregate 40mm nominal size ) and inside plastering with cement mortar 1:3 (1 cement : 3 coarse sand) 12mm thick, finished with a floating coat of neat cement complete as per standard design : | item no.216
14.2 | With common burnt clay F.P.S.(non modular) bricks of class designation 7.5 | item no.217 | 3 | each | 1387.5 |  |  | Excess(+) | 1 | Full Conversion | INR | [40 empty] | 4163 | 4163 | INR Four Thousand One Hundred & Sixty Three Only | 14.2 | With common burnt clay F.P.S.(non modular) bricks of class designation 7.5 | item no.217 | 3 | each
14.21 | Painting G.I. pipes and fittings with two coats of anti-corrosive bitumastic paint of approved quality : | item no.218 | [52 empty] | 14.21 | Painting G.I. pipes and fittings with two coats of anti-corrosive bitumastic paint of approved quality : | item no.218
14.22 | 15 mm diameter pipe | item no.219 | 20 | metre | 8.15 |  |  | Excess(+) | 1 | Full Conversion | INR | [40 empty] | 163 | 163 | INR One Hundred & Sixty Three Only | 14.22 | 15 mm diameter pipe | item no.219 | 20 | metre
14.23 | 20 mm diameter pipe | item no.220 | 97 | metre | 9.73 |  |  | Excess(+) | 1 | Full Conversion | INR | [40 empty] | 944 | 944 | INR Nine Hundred & Forty Four Only | 14.23 | 20 mm diameter pipe | item no.220 | 97 | metre
14.24 | 25 mm diameter pipe | item no.221 | 20 | metre | 12.4 |  |  | Excess(+) | 1 | Full Conversion | INR | [40 empty] | 248 | 248 | INR Two Hundred & Forty Eight Only | 14.24 | 25 mm diameter pipe | item no.221 | 20 | metre
14.25 | Providing and filling sand of grading zone V or coarser grade, allround the G.I. pipes in external work : | item no.222 | [52 empty] | 14.25 | Providing and filling sand of grading zone V or coarser grade, allround the G.I. pipes in external work : | item no.222
14.26 | 15 mm diameter pipe | item no.223 | 15 | metre | 125.03 |  |  | Excess(+) | 1 | Full Conversion | INR | [40 empty] | 1875 | 1875 | INR One Thousand Eight Hundred & Seventy Five Only | 14.26 | 15 mm diameter pipe | item no.223 | 15 | metre
14.27 | 20 mm diameter pipe | item no.224 | 57 | metre | 126.74 | 20610 |  | Excess(+) | 1 | Full Conversion | INR | [40 empty] | 7224 | 7224 | INR Seven Thousand Two Hundred & Twenty Four Only | 14.27 | 20 mm diameter pipe | item no.224 | 57 | metre
14.28 | 25 mm diameter pipe | item no.225 | 20 | metre | 130.11 |  |  | Excess(+) | 1 | Full Conversion | INR | [40 empty] | 2602 | 2602 | INR Two Thousand Six Hundred & Two Only | 14.28 | 25 mm diameter pipe | item no.225 | 20 | metre
14.29 | Providing and fixing G.I. Union in G.I. pipe including cutting and threading the pipe and making long screws etc. complete (New work) : | item no.226 | [52 empty] | 14.29 | Providing and fixing G.I. Union in G.I. pipe including cutting and threading the pipe and making long screws etc. complete (New work) : | item no.226
14.3 | 15 mm nominal bore | item no.227 | 1 | each | 206.7 |  |  | Excess(+) | 1 | Full Conversion | INR | [40 empty] | 207 | 207 | INR Two Hundred & Seven Only | 14.3 | 15 mm nominal bore | item no.227 | 1 | each
14.31 | 20 mm nominal bore | item no.228 | 3 | each | 228.97 |  |  | Excess(+) | 1 | Full Conversion | INR | [40 empty] | 687 | 687 | INR Six Hundred & Eighty Seven Only | 14.31 | 20 mm nominal bore | item no.228 | 3 | each
14.32 | 25 mm nominal bore | item no.229 | 1 | each | 298.2 |  |  | Excess(+) | 1 | Full Conversion | INR | [40 empty] | 298 | 298 | INR Two Hundred & Ninety Eight Only | 14.32 | 25 mm nominal bore | item no.229 | 1 | each
14.33 | Providing and placing on terrace (at all floor levels) polyethylene water storage tank, IS : 12701 marked, with cover and suitable locking arrangement and making necessary holes for inlet, outlet and overflow pipes but without fittings and the base support for tank. | item no.230 | 750 | per litre | 7.71 |  |  | Excess(+) | 1 | Full Conversion | INR | [40 empty] | 5783 | 5783 | INR Five Thousand Seven Hundred & Eighty Three Only | 14.33 | Providing and placing on terrace (at all floor levels) polyethylene water storage tank, IS : 12701 marked, with cover and suitable locking arrangement and making necessary holes for inlet, outlet and overflow pipes but without fittings and the base support for tank. | item no.230 | 750 | per litre
14.34 | Providing and fixing C.P. brass bib cock of approved quality conforming to IS:8931 : | item no.231 | [52 empty] | 14.34 | Providing and fixing C.P. brass bib cock of approved quality conforming to IS:8931 : | item no.231
14.35 | 15 mm nominal bore | item no.232 | 3 | each | 367.33 |  |  | Excess(+) | 1 | Full Conversion | INR | [40 empty] | 1102 | 1102 | INR One Thousand One Hundred & Two Only | 14.35 | 15 mm nominal bore | item no.232 | 3 | each
14.36 | Providing and fixing C.P. brass long body bib cock of approved quality conforming to IS standards and weighing not less than 690 gms. | item no.233 | [52 empty] | 14.36 | Providing and fixing C.P. brass long body bib cock of approved quality conforming to IS standards and weighing not less than 690 gms. | item no.233
14.37 | 15 mm nominal bore | item no.234 | 1 | each | 484.3 | 37800 |  | Excess(+) | 1 | Full Conversion | INR | [40 empty] | 484 | 484 | INR Four Hundred & Eighty Four Only | 14.37 | 15 mm nominal bore | item no.234 | 1 | each
14.38 | Providing and fixing C.P. brass angle valve for basin mixer and geyser points of approved quality conforming to IS:8931 | item no.235 | [52 empty] | 14.38 | Providing and fixing C.P. brass angle valve for basin mixer and geyser points of approved quality conforming to IS:8931 | item no.235
14.39 | 15mm nominal bore | item no.236 | 12 | each | 466.46 | 37800 |  | Excess(+) | 1 | Full Conversion | INR | [40 empty] | 5598 | 5598 | INR Five Thousand Five Hundred & Ninety Eight Only | 14.39 | 15mm nominal bore | item no.236 | 12 | each
14.4 | Providing and fixing C.P. Brass extension nipple (size 15mmx50mm) of approved make and quality as per direction of Engineer-in-charge. | item no.237 | 17 | each | 53.7 |  |  | Excess(+) | 1 | Full Conversion | INR | [40 empty] | 913 | 913 | INR Nine Hundred & Thirteen Only | 14.4 | Providing and fixing C.P. Brass extension nipple (size 15mmx50mm) of approved make and quality as per direction of Engineer-in-charge. | item no.237 | 17 | each
14.41 | Cutting holes up to 30x30 cm in walls including making good the same: | item no.238 | [52 empty] | 14.41 | Cutting holes up to 30x30 cm in walls including making good the same: | item no.238
14.42 | With common burnt clay F.P.S. (non modular) bricks | item no.239 | 3 | each | 286.93 | 37800 |  | Excess(+) | 1 | Full Conversion | INR | [40 empty] | 861 | 861 | INR Eight Hundred & Sixty One Only | 14.42 | With common burnt clay F.P.S. (non modular) bricks | item no.239 | 3 | each
14.43 | Making chases up to 7.5x7.5 cm in walls including making good and finishing with matching surface after housing G.I. pipe etc. | item no.240 | 11 | metre | 135.16 | 37800 |  | Excess(+) | 1 | Full Conversion | INR | [40 empty] | 1487 | 1487 | INR One Thousand Four Hundred & Eighty Seven Only | 14.43 | Making chases up to 7.5x7.5 cm in walls including making good and finishing with matching surface after housing G.I. pipe etc. | item no.240 | 11 | metre
15 | DRAINAGE | item no.241 | [52 empty] | 15 | DRAINAGE | item no.241
15.01 | Providing and fixing square-mouth S.W. gully trap class SP-1 complete with C.I. grating brick masonry chamber with water tight C.I. cover with frame of 300 x300 mm size (inside) the weight of cover to be not less than 4.50 kg and frame to be not less than 2.70 kg as per standard design: | item no.242 | [52 empty] | 15.01 | Providing and fixing square-mouth S.W. gully trap class SP-1 complete with C.I. grating brick masonry chamber with water tight C.I. cover with frame of 300 x300 mm size (inside) the weight of cover to be not less than 4.50 kg and frame to be not less than 2.70 kg as per standard design: | item no.242
15.02 | 100x100 mm size P type | item no.243 | [52 empty] | 15.02 | 100x100 mm size P type | item no.243
15.03 | With common burnt clay F.P.S. (non modular) bricks of class designation 7.5 | item no.244 | 1 | each | 2022.79 | 37800 |  | Excess(+) | 1 | Full Conversion | INR | [40 empty] | 2023 | 2023 | INR Two Thousand &Twenty Three Only | 15.03 | With common burnt clay F.P.S. (non modular) bricks of class designation 7.5 | item no.244 | 1 | each
15.04 | Making connection of drain or sewer line with existing manhole including breaking into and making good the walls, floors with cement concrete 1:2:4 mix (1 cement : 2 coarse sand : 4 graded stone aggregate 20 mm nominal size) cement plastered on both sides with cement mortar 1:3 (1 cement : 3 coarse sand), finished with a floating coat of neat cement and making necessary channels for the drain etc. complete : | item no.245 | [52 empty] | 15.04 | Making connection of drain or sewer line with existing manhole including breaking into and making good the walls, floors with cement concrete 1:2:4 mix (1 cement : 2 coarse sand : 4 graded stone aggregate 20 mm nominal size) cement plastered on both sides with cement mortar 1:3 (1 cement : 3 coarse sand), finished with a floating coat of neat cement and making necessary channels for the drain etc. complete : | item no.245
15.05 | For pipes 100 to 250 mm diameter | item no.246 | 1 | each | 546.69 |  |  | Excess(+) | 1 | Full Conversion | INR | [40 empty] | 547 | 547 | INR Five Hundred & Forty Seven Only | 15.05 | For pipes 100 to 250 mm diameter | item no.246 | 1 | each
16 | WATER PROOFING | item no.247 | [52 empty] | 16 | WATER PROOFING | item no.247
16.01 | R.C.C surface cleaning with wire brush and water | item no.248 | 70 | Sqm | 12.66 |  |  | Excess(+) | 1 | Full Conversion | INR | [40 empty] | 886 | 886 | INR Eight Hundred & Eighty Six Only | 16.01 | R.C.C surface cleaning with wire brush and water | item no.248 | 70 | Sqm
17 | MINOR CIVIL MAINTENANCE WORK: | item no.249 | [52 empty] | 17 | MINOR CIVIL MAINTENANCE WORK: | item no.249
17.01 | "Providing and laying in position cement concrete of specified grade excluding the cost of centering and shuttering - All work up to plinth level : 1:5:10 (1 cement : 5 coarse sand (zone-III) derived from natural sources: 10 graded brick aggregate 40 mm nominal size derived from natural sources) | item no.250 | 2.2 | Cum | 4942.04 |  |  | Excess(+) | 1 | Full Conversion | INR | [40 empty] | 10872 | 10872 | INR Ten Thousand Eight Hundred & Seventy Two Only | 17.01 | "Providing and laying in position cement concrete of specified grade excluding the cost of centering and shuttering - All work up to plinth level : 1:5:10 (1 cement : 5 coarse sand (zone-III) derived from natural sources: 10 graded brick aggregate 40 mm nominal size derived from natural sources) | item no.250 | 2.2 | Cum
17.02 | "P/F C.P brass towel rod complete with two C.P.brass brackets fixed to wooden cleats with C.P. brass screws of approved quality size of 600 x 20 mm. | item no.251 | 2 | Each | 422.32 |  |  | Excess(+) | 1 | Full Conversion | INR | [40 empty] | 845 | 845 | INR Eight Hundred & Forty Five Only | 17.02 | "P/F C.P brass towel rod complete with two C.P.brass brackets fixed to wooden cleats with C.P. brass screws of approved quality size of 600 x 20 mm. | item no.251 | 2 | Each
17.03 | "Providing and fixing gun metal gate valve with C.I. wheel of approved quality (screwed end) : (a) 15mm nominal bore. | item no.252 | 1 | Each | 555.01 |  |  | Excess(+) | 1 | Full Conversion | INR | [40 empty] | 555 | 555 | INR Five Hundred & Fifty Five Only | 17.03 | "Providing and fixing gun metal gate valve with C.I. wheel of approved quality (screwed end) : (a) 15mm nominal bore. | item no.252 | 1 | Each
17.04 | "Providing and fixing C.P. grating with or without hole for waste pipe for floor/ nahani trap 100 mm dia. weight not less than 100 grams. | item no.253 | 8 | Each | 58.65 |  |  | Excess(+) | 1 | Full Conversion | INR | [40 empty] | 469 | 469 | INR Four Hundred & Sixty Nine Only | 17.04 | "Providing and fixing C.P. grating with or without hole for waste pipe for floor/ nahani trap 100 mm dia. weight not less than 100 grams. | item no.253 | 8 | Each
17.05 | "Providing and fixing C.P flange for C.P bib cock/C.P angle stop cock. | item no.254 | 17 | Each | 29.32 |  |  | Excess(+) | 1 | Full Conversion | INR | [40 empty] | 498 | 498 | INR Four Hundred & Ninety Eight Only | 17.05 | "Providing and fixing C.P flange for C.P bib cock/C.P angle stop cock. | item no.254 | 17 | Each
17.06 | "Providing and fixing C.P Brass shower rose 15 mm or 20 mm inlet with shower arm (a) 75 mm dia fancy type. | item no.255 | 2 | Each | 504.43 |  |  | Excess(+) | 1 | Full Conversion | INR | [40 empty] | 1009 | 1009 | INR One Thousand &Nine Only | 17.06 | "Providing and fixing C.P Brass shower rose 15 mm or 20 mm inlet with shower arm (a) 75 mm dia fancy type. | item no.255 | 2 | Each
17.07 | "Providing and fixing C.P. waste 32 mm dia of make L&K for wash basin / sink. | item no.256 | 2 | Each | 281.45 |  |  | Excess(+) | 1 | Full Conversion | INR | [40 empty] | 563 | 563 | INR Five Hundred & Sixty Three Only | 17.07 | "Providing and fixing C.P. waste 32 mm dia of make L&K for wash basin / sink. | item no.256 | 2 | Each
17.08 | "Providing and fixing ISI marked flush door shutter non decorative type, core of block board construction with frame of first class hard wood and well matched commercial 3 ply veneering with vertical grains or cross bands and face veneers on both faces of shutters. 35 mm thick including ISI marked M.S butt hinges with necessary screw complete. | item no.257 | 3.78 | Sqm | 1972.2 |  |  | Excess(+) | 1 | Full Conversion | INR | [40 empty] | 7455 | 7455 | INR Seven Thousand Four Hundred & Fifty Five Only | 17.08 | "Providing and fixing ISI marked flush door shutter non decorative type, core of block board construction with frame of first class hard wood and well matched commercial 3 ply veneering with vertical grains or cross bands and face veneers on both faces of shutters. 35 mm thick including ISI marked M.S butt hinges with necessary screw complete. | item no.257 | 3.78 | Sqm
17.09 | Extra for providing and fixing of 8mm to 9mm thick ceramic glazed wall tiles instead of 5mm thick ceramic glazed wall tiles. | item no.258 | 14.5 | sqm | 155.8 |  |  | Excess(+) | 1 | Full Conversion | INR | [40 empty] | 2259 | 2259 | INR Two Thousand Two Hundred & Fifty Nine Only | 17.09 | Extra for providing and fixing of 8mm to 9mm thick ceramic glazed wall tiles instead of 5mm thick ceramic glazed wall tiles. | item no.258 | 14.5 | sqm
17.1 | Providing and fixing C.P basin mixer of 15 mm nominal bore (L&K) make for one piece only | item no.259 | 2 | Each | 2053.04 |  |  | Excess(+) | 1 | Full Conversion | INR | [40 empty] | 4106 | 4106 | INR Four Thousand One Hundred & Six Only | 17.1 | Providing and fixing C.P basin mixer of 15 mm nominal bore (L&K) make for one piece only | item no.259 | 2 | Each
17.11 | Providind and fixing C.P. hand spray (heath faucet) with push button control and flexible hose connection with C.P hook of L&K make or approved equivalent complete in all respects. | item no.260 | 2 | Each | 815.75 |  |  | Excess(+) | 1 | Full Conversion | INR | [40 empty] | 1632 | 1632 | INR One Thousand Six Hundred & Thirty Two Only | 17.11 | Providind and fixing C.P. hand spray (heath faucet) with push button control and flexible hose connection with C.P hook of L&K make or approved equivalent complete in all respects. | item no.260 | 2 | Each
17.12 | "Providing and fixing C.P waste 40 mm nominal bore for kitchen sink . " | item no.261 | 1 | each | 293.29 |  |  | Excess(+) | 1 | Full Conversion | INR | [40 empty] | 293 | 293 | INR Two Hundred & Ninety Three Only | 17.12 | "Providing and fixing C.P waste 40 mm nominal bore for kitchen sink . " | item no.261 | 1 | each
17.13 | Providing and fixing aluminum door seal in door i/c necessary screw etc complete. | item no.262 | 4 | metre | 181.85 |  |  | Excess(+) | 1 | Full Conversion | INR | [40 empty] | 727 | 727 | INR Seven Hundred & Twenty Seven Only | 17.13 | Providing and fixing aluminum door seal in door i/c necessary screw etc complete. | item no.262 | 4 | metre
17.14 | Providing and fixing of "I hook" of with ISI marked M.S. pressed butt hinges bright finished of required size. | item no.263 | 15 | each | 32.83 |  |  | Excess(+) | 1 | Full Conversion | INR | [40 empty] | 492 | 492 | INR Four Hundred & Ninety Two Only | 17.14 | Providing and fixing of "I hook" of with ISI marked M.S. pressed butt hinges bright finished of required size. | item no.263 | 15 | each
17.15 | Construction of modular kitchen as per approved design in type IV. 1. Base Unit. (Empty Box) 400 mm 2. Base Unit. (Drawer Basket) 380*485*140 mm 3. Base Unit.(Meta Drawer)m 530*500*86 mm Grain Trolly Basket with porter 520*485*190 mm 4. Base Unit ( Perforated Cutlery)380*485*100 mm Drawer Basket 380*485*100 mm Thali Basket 380*485*140 mm 5. Base Unit.(Bottle P. O. 2 S) 100*485*420 mm 6. Base Unit.( Empty Box) 440 mm - 7. Base Unit (Perforated Cutlery) 420*485*100 mm Drawer Basket each 1 420*485*100 mm Drawer Basket each 1 420*485*140 mm 8. Base Unit. Drawer Basket 420*485*140 mm 9. Base Unit Empty Box 440 mm - 10. Base Unit (Rack) 11.Base Unit Empty Box 12. Base Unit Empty Box 13. Marble for Partition 14.Full extention ball bearing sliding telescopic. 15. Wall Unit (Glass & Plate Rack including Drip Tray.) 16. Wall Unit (Glass Shutters) 17. Solid Shutters 18. Auto Closing Concealed Hinges 19. Handles 20. Hardware (Screws counter sunk, Connect Fastners, Tags) 21.Fixing & Installation of the complete modular kitchen. | item no.264 | 1 | One Job | 133550.19 |  |  | Excess(+) | 1 | Full Conversion | INR | [40 empty] | 133550 | 133550 | INR One Lakh Thirty Three Thousand Five Hundred & Fifty Only | 17.15 | Construction of modular kitchen as per approved design in type IV. 1. Base Unit. (Empty Box) 400 mm 2. Base Unit. (Drawer Basket) 380*485*140 mm 3. Base Unit.(Meta Drawer)m 530*500*86 mm Grain Trolly Basket with porter 520*485*190 mm 4. Base Unit ( Perforated Cutlery)380*485*100 mm Drawer Basket 380*485*100 mm Thali Basket 380*485*140 mm 5. Base Unit.(Bottle P. O. 2 S) 100*485*420 mm 6. Base Unit.( Empty Box) 440 mm - 7. Base Unit (Perforated Cutlery) 420*485*100 mm Drawer Basket each 1 420*485*100 mm Drawer Basket each 1 420*485*140 mm 8. Base Unit. Drawer Basket 420*485*140 mm 9. Base Unit Empty Box 440 mm - 10. Base Unit (Rack) 11.Base Unit Empty Box 12. Base Unit Empty Box 13. Marble for Partition 14.Full extention ball bearing sliding telescopic. 15. Wall Unit (Glass & Plate Rack including Drip Tray.) 16. Wall Unit (Glass Shutters) 17. Solid Shutters 18. Auto Closing Concealed Hinges 19. Handles 20. Hardware (Screws counter sunk, Connect Fastners, Tags) 21.Fixing & Installation of the complete modular kitchen. | item no.264 | 1 | One Job
17.16 | Providing and fixing brass water meter of approved quality . 25 mm nominal bore (Detail of cost of one nos.) | item no.265 | 1 | each | 2495.22 |  |  | Excess(+) | 1 | Full Conversion | INR | [40 empty] | 2495 | 2495 | INR Two Thousand Four Hundred & Ninety Five Only | 17.16 | Providing and fixing brass water meter of approved quality . 25 mm nominal bore (Detail of cost of one nos.) | item no.265 | 1 | each
17.17 | Providing and fixing on wall face unplasticised Rigid PVC rain water pipes or pipe sleeve conforming to IS : 13592 Type A, including jointing with seal ring conforming to IS : 5382, leaving 10 mm gap for thermal expansion, (i) Single socketed pipes 50mm dia. | item no.266 | 13 | Metre | 209.42 |  |  | Excess(+) | 1 | Full Conversion | INR | [40 empty] | 2722 | 2722 | INR Two Thousand Seven Hundred & Twenty Two Only | 17.17 | Providing and fixing on wall face unplasticised Rigid PVC rain water pipes or pipe sleeve conforming to IS : 13592 Type A, including jointing with seal ring conforming to IS : 5382, leaving 10 mm gap for thermal expansion, (i) Single socketed pipes 50mm dia. | item no.266 | 13 | Metre
17.18 | Ffixing available G.I. pipes complete with G.I. fittings and clamps, i/c cutting and making good the walls etc. Internal work - Exposed on wall 20 mm dia nominal bore | item no.267 | 30 | Metre | 149.71 |  |  | Excess(+) | 1 | Full Conversion | INR | [40 empty] | 4491 | 4491 | INR Four Thousand Four Hundred & Ninety One Only | 17.18 | Ffixing available G.I. pipes complete with G.I. fittings and clamps, i/c cutting and making good the walls etc. Internal work - Exposed on wall 20 mm dia nominal bore | item no.267 | 30 | Metre
Total in Figures | [51 empty] | 1167587 | 1167587 | Eleven Lakh Sixty Seven Thousand Five Hundred & Eighty Seven Only
Quoted Rate in Figures |  |  |  | Select | [47 empty] | 0 | 0 | INR Zero Only
Quoted Rate in Words |  | INR Zero Only
Note on K18: gepadmin: 1. If you choose "Full Conversion" then Column BA (AMOUNT) and Column BB (TAXES) BOTH values will be convert based on selected Currency in (Column L). 2. If you choose "Partial Conversion" then Column BA (AMOUNT) only will be converted based on selected currency (Column L) and Column BB (TAXES) value (INR) will be added to the converted values.
Note on K33: gepadmin: 1. If you choose "Full Conversion" then Column BA (AMOUNT) and Column BB (TAXES) BOTH values will be convert based on selected Currency in (Column L). 2. If you choose "Partial Conversion" then Column BA (AMOUNT) only will be converted based on selected currency (Column L) and Column BB (TAXES) value (INR) will be added to the converted values.
Note on K44: gepadmin: 1. If you choose "Full Conversion" then Column BA (AMOUNT) and Column BB (TAXES) BOTH values will be convert based on selected Currency in (Column L). 2. If you choose "Partial Conversion" then Column BA (AMOUNT) only will be converted based on selected currency (Column L) and Column BB (TAXES) value (INR) will be added to the converted values.
Note on K48: gepadmin: 1. If you choose "Full Conversion" then Column BA (AMOUNT) and Column BB (TAXES) BOTH values will be convert based on selected Currency in (Column L). 2. If you choose "Partial Conversion" then Column BA (AMOUNT) only will be converted based on selected currency (Column L) and Column BB (TAXES) value (INR) will be added to the converted values.
Note on K51: gepadmin: 1. If you choose "Full Conversion" then Column BA (AMOUNT) and Column BB (TAXES) BOTH values will be convert based on selected Currency in (Column L). 2. If you choose "Partial Conversion" then Column BA (AMOUNT) only will be converted based on selected currency (Column L) and Column BB (TAXES) value (INR) will be added to the converted values.
Note on K35: gepadmin: 1. If you choose "Full Conversion" then Column BA (AMOUNT) and Column BB (TAXES) BOTH values will be convert based on selected Currency in (Column L). 2. If you choose "Partial Conversion" then Column BA (AMOUNT) only will be converted based on selected currency (Column L) and Column BB (TAXES) value (INR) will be added to the converted values.
Note on K36: gepadmin: 1. If you choose "Full Conversion" then Column BA (AMOUNT) and Column BB (TAXES) BOTH values will be convert based on selected Currency in (Column L). 2. If you choose "Partial Conversion" then Column BA (AMOUNT) only will be converted based on selected currency (Column L) and Column BB (TAXES) value (INR) will be added to the converted values.
Note on K30: gepadmin: 1. If you choose "Full Conversion" then Column BA (AMOUNT) and Column BB (TAXES) BOTH values will be convert based on selected Currency in (Column L). 2. If you choose "Partial Conversion" then Column BA (AMOUNT) only will be converted based on selected currency (Column L) and Column BB (TAXES) value (INR) will be added to the converted values.
Note on K27: gepadmin: 1. If you choose "Full Conversion" then Column BA (AMOUNT) and Column BB (TAXES) BOTH values will be convert based on selected Currency in (Column L). 2. If you choose "Partial Conversion" then Column BA (AMOUNT) only will be converted based on selected currency (Column L) and Column BB (TAXES) value (INR) will be added to the converted values.
Note on K21: gepadmin: 1. If you choose "Full Conversion" then Column BA (AMOUNT) and Column BB (TAXES) BOTH values will be convert based on selected Currency in (Column L). 2. If you choose "Partial Conversion" then Column BA (AMOUNT) only will be converted based on selected currency (Column L) and Column BB (TAXES) value (INR) will be added to the converted values.
Note on K25: gepadmin: 1. If you choose "Full Conversion" then Column BA (AMOUNT) and Column BB (TAXES) BOTH values will be convert based on selected Currency in (Column L). 2. If you choose "Partial Conversion" then Column BA (AMOUNT) only will be converted based on selected currency (Column L) and Column BB (TAXES) value (INR) will be added to the converted values.
Note on K57: gepadmin: 1. If you choose "Full Conversion" then Column BA (AMOUNT) and Column BB (TAXES) BOTH values will be convert based on selected Currency in (Column L). 2. If you choose "Partial Conversion" then Column BA (AMOUNT) only will be converted based on selected currency (Column L) and Column BB (TAXES) value (INR) will be added to the converted values.
Note on K59: gepadmin: 1. If you choose "Full Conversion" then Column BA (AMOUNT) and Column BB (TAXES) BOTH values will be convert based on selected Currency in (Column L). 2. If you choose "Partial Conversion" then Column BA (AMOUNT) only will be converted based on selected currency (Column L) and Column BB (TAXES) value (INR) will be added to the converted values.
Note on K109: gepadmin: 1. If you choose "Full Conversion" then Column BA (AMOUNT) and Column BB (TAXES) BOTH values will be convert based on selected Currency in (Column L). 2. If you choose "Partial Conversion" then Column BA (AMOUNT) only will be converted based on selected currency (Column L) and Column BB (TAXES) value (INR) will be added to the converted values.
Note on K117: gepadmin: 1. If you choose "Full Conversion" then Column BA (AMOUNT) and Column BB (TAXES) BOTH values will be convert based on selected Currency in (Column L). 2. If you choose "Partial Conversion" then Column BA (AMOUNT) only will be converted based on selected currency (Column L) and Column BB (TAXES) value (INR) will be added to the converted values.
Note on K124: gepadmin: 1. If you choose "Full Conversion" then Column BA (AMOUNT) and Column BB (TAXES) BOTH values will be convert based on selected Currency in (Column L). 2. If you choose "Partial Conversion" then Column BA (AMOUNT) only will be converted based on selected currency (Column L) and Column BB (TAXES) value (INR) will be added to the converted values.
Note on K126: gepadmin: 1. If you choose "Full Conversion" then Column BA (AMOUNT) and Column BB (TAXES) BOTH values will be convert based on selected Currency in (Column L). 2. If you choose "Partial Conversion" then Column BA (AMOUNT) only will be converted based on selected currency (Column L) and Column BB (TAXES) value (INR) will be added to the converted values.
Note on K128: gepadmin: 1. If you choose "Full Conversion" then Column BA (AMOUNT) and Column BB (TAXES) BOTH values will be convert based on selected Currency in (Column L). 2. If you choose "Partial Conversion" then Column BA (AMOUNT) only will be converted based on selected currency (Column L) and Column BB (TAXES) value (INR) will be added to the converted values.
Note on K120: gepadmin: 1. If you choose "Full Conversion" then Column BA (AMOUNT) and Column BB (TAXES) BOTH values will be convert based on selected Currency in (Column L). 2. If you choose "Partial Conversion" then Column BA (AMOUNT) only will be converted based on selected currency (Column L) and Column BB (TAXES) value (INR) will be added to the converted values.
Note on K130: gepadmin: 1. If you choose "Full Conversion" then Column BA (AMOUNT) and Column BB (TAXES) BOTH values will be convert based on selected Currency in (Column L). 2. If you choose "Partial Conversion" then Column BA (AMOUNT) only will be converted based on selected currency (Column L) and Column BB (TAXES) value (INR) will be added to the converted values.
Note on K61: gepadmin: 1. If you choose "Full Conversion" then Column BA (AMOUNT) and Column BB (TAXES) BOTH values will be convert based on selected Currency in (Column L). 2. If you choose "Partial Conversion" then Column BA (AMOUNT) only will be converted based on selected currency (Column L) and Column BB (TAXES) value (INR) will be added to the converted values.
Note on K62: gepadmin: 1. If you choose "Full Conversion" then Column BA (AMOUNT) and Column BB (TAXES) BOTH values will be convert based on selected Currency in (Column L). 2. If you choose "Partial Conversion" then Column BA (AMOUNT) only will be converted based on selected currency (Column L) and Column BB (TAXES) value (INR) will be added to the converted values.
Note on K64: gepadmin: 1. If you choose "Full Conversion" then Column BA (AMOUNT) and Column BB (TAXES) BOTH values will be convert based on selected Currency in (Column L). 2. If you choose "Partial Conversion" then Column BA (AMOUNT) only will be converted based on selected currency (Column L) and Column BB (TAXES) value (INR) will be added to the converted values.
Note on K65: gepadmin: 1. If you choose "Full Conversion" then Column BA (AMOUNT) and Column BB (TAXES) BOTH values will be convert based on selected Currency in (Column L). 2. If you choose "Partial Conversion" then Column BA (AMOUNT) only will be converted based on selected currency (Column L) and Column BB (TAXES) value (INR) will be added to the converted values.
Note on K67: gepadmin: 1. If you choose "Full Conversion" then Column BA (AMOUNT) and Column BB (TAXES) BOTH values will be convert based on selected Currency in (Column L). 2. If you choose "Partial Conversion" then Column BA (AMOUNT) only will be converted based on selected currency (Column L) and Column BB (TAXES) value (INR) will be added to the converted values.
Note on K69: gepadmin: 1. If you choose "Full Conversion" then Column BA (AMOUNT) and Column BB (TAXES) BOTH values will be convert based on selected Currency in (Column L). 2. If you choose "Partial Conversion" then Column BA (AMOUNT) only will be converted based on selected currency (Column L) and Column BB (TAXES) value (INR) will be added to the converted values.
Note on K70: gepadmin: 1. If you choose "Full Conversion" then Column BA (AMOUNT) and Column BB (TAXES) BOTH values will be convert based on selected Currency in (Column L). 2. If you choose "Partial Conversion" then Column BA (AMOUNT) only will be converted based on selected currency (Column L) and Column BB (TAXES) value (INR) will be added to the converted values.
Note on K71: gepadmin: 1. If you choose "Full Conversion" then Column BA (AMOUNT) and Column BB (TAXES) BOTH values will be convert based on selected Currency in (Column L). 2. If you choose "Partial Conversion" then Column BA (AMOUNT) only will be converted based on selected currency (Column L) and Column BB (TAXES) value (INR) will be added to the converted values.
Note on K73: gepadmin: 1. If you choose "Full Conversion" then Column BA (AMOUNT) and Column BB (TAXES) BOTH values will be convert based on selected Currency in (Column L). 2. If you choose "Partial Conversion" then Column BA (AMOUNT) only will be converted based on selected currency (Column L) and Column BB (TAXES) value (INR) will be added to the converted values.
Note on K74: gepadmin: 1. If you choose "Full Conversion" then Column BA (AMOUNT) and Column BB (TAXES) BOTH values will be convert based on selected Currency in (Column L). 2. If you choose "Partial Conversion" then Column BA (AMOUNT) only will be converted based on selected currency (Column L) and Column BB (TAXES) value (INR) will be added to the converted values.
Note on K76: gepadmin: 1. If you choose "Full Conversion" then Column BA (AMOUNT) and Column BB (TAXES) BOTH values will be convert based on selected Currency in (Column L). 2. If you choose "Partial Conversion" then Column BA (AMOUNT) only will be converted based on selected currency (Column L) and Column BB (TAXES) value (INR) will be added to the converted values.
Note on K80: gepadmin: 1. If you choose "Full Conversion" then Column BA (AMOUNT) and Column BB (TAXES) BOTH values will be convert based on selected Currency in (Column L). 2. If you choose "Partial Conversion" then Column BA (AMOUNT) only will be converted based on selected currency (Column L) and Column BB (TAXES) value (INR) will be added to the converted values.
Note on K82: gepadmin: 1. If you choose "Full Conversion" then Column BA (AMOUNT) and Column BB (TAXES) BOTH values will be convert based on selected Currency in (Column L). 2. If you choose "Partial Conversion" then Column BA (AMOUNT) only will be converted based on selected currency (Column L) and Column BB (TAXES) value (INR) will be added to the converted values.
Note on K84: gepadmin: 1. If you choose "Full Conversion" then Column BA (AMOUNT) and Column BB (TAXES) BOTH values will be convert based on selected Currency in (Column L). 2. If you choose "Partial Conversion" then Column BA (AMOUNT) only will be converted based on selected currency (Column L) and Column BB (TAXES) value (INR) will be added to the converted values.
Note on K86: gepadmin: 1. If you choose "Full Conversion" then Column BA (AMOUNT) and Column BB (TAXES) BOTH values will be convert based on selected Currency in (Column L). 2. If you choose "Partial Conversion" then Column BA (AMOUNT) only will be converted based on selected currency (Column L) and Column BB (TAXES) value (INR) will be added to the converted values.
Note on K88: gepadmin: 1. If you choose "Full Conversion" then Column BA (AMOUNT) and Column BB (TAXES) BOTH values will be convert based on selected Currency in (Column L). 2. If you choose "Partial Conversion" then Column BA (AMOUNT) only will be converted based on selected currency (Column L) and Column BB (TAXES) value (INR) will be added to the converted values.
Note on K90: gepadmin: 1. If you choose "Full Conversion" then Column BA (AMOUNT) and Column BB (TAXES) BOTH values will be convert based on selected Currency in (Column L). 2. If you choose "Partial Conversion" then Column BA (AMOUNT) only will be converted based on selected currency (Column L) and Column BB (TAXES) value (INR) will be added to the converted values.
Note on K93: gepadmin: 1. If you choose "Full Conversion" then Column BA (AMOUNT) and Column BB (TAXES) BOTH values will be convert based on selected Currency in (Column L). 2. If you choose "Partial Conversion" then Column BA (AMOUNT) only will be converted based on selected currency (Column L) and Column BB (TAXES) value (INR) will be added to the converted values.
Note on K95: gepadmin: 1. If you choose "Full Conversion" then Column BA (AMOUNT) and Column BB (TAXES) BOTH values will be convert based on selected Currency in (Column L). 2. If you choose "Partial Conversion" then Column BA (AMOUNT) only will be converted based on selected currency (Column L) and Column BB (TAXES) value (INR) will be added to the converted values.
Note on K97: gepadmin: 1. If you choose "Full Conversion" then Column BA (AMOUNT) and Column BB (TAXES) BOTH values will be convert based on selected Currency in (Column L). 2. If you choose "Partial Conversion" then Column BA (AMOUNT) only will be converted based on selected currency (Column L) and Column BB (TAXES) value (INR) will be added to the converted values.
Note on K99: gepadmin: 1. If you choose "Full Conversion" then Column BA (AMOUNT) and Column BB (TAXES) BOTH values will be convert based on selected Currency in (Column L). 2. If you choose "Partial Conversion" then Column BA (AMOUNT) only will be converted based on selected currency (Column L) and Column BB (TAXES) value (INR) will be added to the converted values.
Note on K100: gepadmin: 1. If you choose "Full Conversion" then Column BA (AMOUNT) and Column BB (TAXES) BOTH values will be convert based on selected Currency in (Column L). 2. If you choose "Partial Conversion" then Column BA (AMOUNT) only will be converted based on selected currency (Column L) and Column BB (TAXES) value (INR) will be added to the converted values.
Note on K102: gepadmin: 1. If you choose "Full Conversion" then Column BA (AMOUNT) and Column BB (TAXES) BOTH values will be convert based on selected Currency in (Column L). 2. If you choose "Partial Conversion" then Column BA (AMOUNT) only will be converted based on selected currency (Column L) and Column BB (TAXES) value (INR) will be added to the converted values.
Note on K104: gepadmin: 1. If you choose "Full Conversion" then Column BA (AMOUNT) and Column BB (TAXES) BOTH values will be convert based on selected Currency in (Column L). 2. If you choose "Partial Conversion" then Column BA (AMOUNT) only will be converted based on selected currency (Column L) and Column BB (TAXES) value (INR) will be added to the converted values.
Note on K15: gepadmin: 1. If you choose "Full Conversion" then Column BA (AMOUNT) and Column BB (TAXES) BOTH values will be convert based on selected Currency in (Column L). 2. If you choose "Partial Conversion" then Column BA (AMOUNT) only will be converted based on selected currency (Column L) and Column BB (TAXES) value (INR) will be added to the converted values.
Note on K20: gepadmin: 1. If you choose "Full Conversion" then Column BA (AMOUNT) and Column BB (TAXES) BOTH values will be convert based on selected Currency in (Column L). 2. If you choose "Partial Conversion" then Column BA (AMOUNT) only will be converted based on selected currency (Column L) and Column BB (TAXES) value (INR) will be added to the converted values.
Note on K24: gepadmin: 1. If you choose "Full Conversion" then Column BA (AMOUNT) and Column BB (TAXES) BOTH values will be convert based on selected Currency in (Column L). 2. If you choose "Partial Conversion" then Column BA (AMOUNT) only will be converted based on selected currency (Column L) and Column BB (TAXES) value (INR) will be added to the converted values.
Note on K28: gepadmin: 1. If you choose "Full Conversion" then Column BA (AMOUNT) and Column BB (TAXES) BOTH values will be convert based on selected Currency in (Column L). 2. If you choose "Partial Conversion" then Column BA (AMOUNT) only will be converted based on selected currency (Column L) and Column BB (TAXES) value (INR) will be added to the converted values.
Note on K29: gepadmin: 1. If you choose "Full Conversion" then Column BA (AMOUNT) and Column BB (TAXES) BOTH values will be convert based on selected Currency in (Column L). 2. If you choose "Partial Conversion" then Column BA (AMOUNT) only will be converted based on selected currency (Column L) and Column BB (TAXES) value (INR) will be added to the converted values.
Note on K31: gepadmin: 1. If you choose "Full Conversion" then Column BA (AMOUNT) and Column BB (TAXES) BOTH values will be convert based on selected Currency in (Column L). 2. If you choose "Partial Conversion" then Column BA (AMOUNT) only will be converted based on selected currency (Column L) and Column BB (TAXES) value (INR) will be added to the converted values.
Note on K39: gepadmin: 1. If you choose "Full Conversion" then Column BA (AMOUNT) and Column BB (TAXES) BOTH values will be convert based on selected Currency in (Column L). 2. If you choose "Partial Conversion" then Column BA (AMOUNT) only will be converted based on selected currency (Column L) and Column BB (TAXES) value (INR) will be added to the converted values.
Note on K41: gepadmin: 1. If you choose "Full Conversion" then Column BA (AMOUNT) and Column BB (TAXES) BOTH values will be convert based on selected Currency in (Column L). 2. If you choose "Partial Conversion" then Column BA (AMOUNT) only will be converted based on selected currency (Column L) and Column BB (TAXES) value (INR) will be added to the converted values.
Note on K43: gepadmin: 1. If you choose "Full Conversion" then Column BA (AMOUNT) and Column BB (TAXES) BOTH values will be convert based on selected Currency in (Column L). 2. If you choose "Partial Conversion" then Column BA (AMOUNT) only will be converted based on selected currency (Column L) and Column BB (TAXES) value (INR) will be added to the converted values.
Note on K50: gepadmin: 1. If you choose "Full Conversion" then Column BA (AMOUNT) and Column BB (TAXES) BOTH values will be convert based on selected Currency in (Column L). 2. If you choose "Partial Conversion" then Column BA (AMOUNT) only will be converted based on selected currency (Column L) and Column BB (TAXES) value (INR) will be added to the converted values.
Note on K54: gepadmin: 1. If you choose "Full Conversion" then Column BA (AMOUNT) and Column BB (TAXES) BOTH values will be convert based on selected Currency in (Column L). 2. If you choose "Partial Conversion" then Column BA (AMOUNT) only will be converted based on selected currency (Column L) and Column BB (TAXES) value (INR) will be added to the converted values.
Note on K107: gepadmin: 1. If you choose "Full Conversion" then Column BA (AMOUNT) and Column BB (TAXES) BOTH values will be convert based on selected Currency in (Column L). 2. If you choose "Partial Conversion" then Column BA (AMOUNT) only will be converted based on selected currency (Column L) and Column BB (TAXES) value (INR) will be added to the converted values.
Note on K110: gepadmin: 1. If you choose "Full Conversion" then Column BA (AMOUNT) and Column BB (TAXES) BOTH values will be convert based on selected Currency in (Column L). 2. If you choose "Partial Conversion" then Column BA (AMOUNT) only will be converted based on selected currency (Column L) and Column BB (TAXES) value (INR) will be added to the converted values.
Note on K112: gepadmin: 1. If you choose "Full Conversion" then Column BA (AMOUNT) and Column BB (TAXES) BOTH values will be convert based on selected Currency in (Column L). 2. If you choose "Partial Conversion" then Column BA (AMOUNT) only will be converted based on selected currency (Column L) and Column BB (TAXES) value (INR) will be added to the converted values.
Note on K115: gepadmin: 1. If you choose "Full Conversion" then Column BA (AMOUNT) and Column BB (TAXES) BOTH values will be convert based on selected Currency in (Column L). 2. If you choose "Partial Conversion" then Column BA (AMOUNT) only will be converted based on selected currency (Column L) and Column BB (TAXES) value (INR) will be added to the converted values.
Note on K122: gepadmin: 1. If you choose "Full Conversion" then Column BA (AMOUNT) and Column BB (TAXES) BOTH values will be convert based on selected Currency in (Column L). 2. If you choose "Partial Conversion" then Column BA (AMOUNT) only will be converted based on selected currency (Column L) and Column BB (TAXES) value (INR) will be added to the converted values.
Note on K132: gepadmin: 1. If you choose "Full Conversion" then Column BA (AMOUNT) and Column BB (TAXES) BOTH values will be convert based on selected Currency in (Column L). 2. If you choose "Partial Conversion" then Column BA (AMOUNT) only will be converted based on selected currency (Column L) and Column BB (TAXES) value (INR) will be added to the converted values.
Note on K134: gepadmin: 1. If you choose "Full Conversion" then Column BA (AMOUNT) and Column BB (TAXES) BOTH values will be convert based on selected Currency in (Column L). 2. If you choose "Partial Conversion" then Column BA (AMOUNT) only will be converted based on selected currency (Column L) and Column BB (TAXES) value (INR) will be added to the converted values.
Note on K136: gepadmin: 1. If you choose "Full Conversion" then Column BA (AMOUNT) and Column BB (TAXES) BOTH values will be convert based on selected Currency in (Column L). 2. If you choose "Partial Conversion" then Column BA (AMOUNT) only will be converted based on selected currency (Column L) and Column BB (TAXES) value (INR) will be added to the converted values.
Note on K137: gepadmin: 1. If you choose "Full Conversion" then Column BA (AMOUNT) and Column BB (TAXES) BOTH values will be convert based on selected Currency in (Column L). 2. If you choose "Partial Conversion" then Column BA (AMOUNT) only will be converted based on selected currency (Column L) and Column BB (TAXES) value (INR) will be added to the converted values.
Note on K139: gepadmin: 1. If you choose "Full Conversion" then Column BA (AMOUNT) and Column BB (TAXES) BOTH values will be convert based on selected Currency in (Column L). 2. If you choose "Partial Conversion" then Column BA (AMOUNT) only will be converted based on selected currency (Column L) and Column BB (TAXES) value (INR) will be added to the converted values.
Note on K264: gepadmin: 1. If you choose "Full Conversion" then Column BA (AMOUNT) and Column BB (TAXES) BOTH values will be convert based on selected Currency in (Column L). 2. If you choose "Partial Conversion" then Column BA (AMOUNT) only will be converted based on selected currency (Column L) and Column BB (TAXES) value (INR) will be added to the converted values.
Note on K265: gepadmin: 1. If you choose "Full Conversion" then Column BA (AMOUNT) and Column BB (TAXES) BOTH values will be convert based on selected Currency in (Column L). 2. If you choose "Partial Conversion" then Column BA (AMOUNT) only will be converted based on selected currency (Column L) and Column BB (TAXES) value (INR) will be added to the converted values.
Note on K266: gepadmin: 1. If you choose "Full Conversion" then Column BA (AMOUNT) and Column BB (TAXES) BOTH values will be convert based on selected Currency in (Column L). 2. If you choose "Partial Conversion" then Column BA (AMOUNT) only will be converted based on selected currency (Column L) and Column BB (TAXES) value (INR) will be added to the converted values.
Note on K267: gepadmin: 1. If you choose "Full Conversion" then Column BA (AMOUNT) and Column BB (TAXES) BOTH values will be convert based on selected Currency in (Column L). 2. If you choose "Partial Conversion" then Column BA (AMOUNT) only will be converted based on selected currency (Column L) and Column BB (TAXES) value (INR) will be added to the converted values.
Note on K268: gepadmin: 1. If you choose "Full Conversion" then Column BA (AMOUNT) and Column BB (TAXES) BOTH values will be convert based on selected Currency in (Column L). 2. If you choose "Partial Conversion" then Column BA (AMOUNT) only will be converted based on selected currency (Column L) and Column BB (TAXES) value (INR) will be added to the converted values.
Note on K269: gepadmin: 1. If you choose "Full Conversion" then Column BA (AMOUNT) and Column BB (TAXES) BOTH values will be convert based on selected Currency in (Column L). 2. If you choose "Partial Conversion" then Column BA (AMOUNT) only will be converted based on selected currency (Column L) and Column BB (TAXES) value (INR) will be added to the converted values.
Note on K270: gepadmin: 1. If you choose "Full Conversion" then Column BA (AMOUNT) and Column BB (TAXES) BOTH values will be convert based on selected Currency in (Column L). 2. If you choose "Partial Conversion" then Column BA (AMOUNT) only will be converted based on selected currency (Column L) and Column BB (TAXES) value (INR) will be added to the converted values.
Note on K271: gepadmin: 1. If you choose "Full Conversion" then Column BA (AMOUNT) and Column BB (TAXES) BOTH values will be convert based on selected Currency in (Column L). 2. If you choose "Partial Conversion" then Column BA (AMOUNT) only will be converted based on selected currency (Column L) and Column BB (TAXES) value (INR) will be added to the converted values.
Note on K272: gepadmin: 1. If you choose "Full Conversion" then Column BA (AMOUNT) and Column BB (TAXES) BOTH values will be convert based on selected Currency in (Column L). 2. If you choose "Partial Conversion" then Column BA (AMOUNT) only will be converted based on selected currency (Column L) and Column BB (TAXES) value (INR) will be added to the converted values.
Note on K273: gepadmin: 1. If you choose "Full Conversion" then Column BA (AMOUNT) and Column BB (TAXES) BOTH values will be convert based on selected Currency in (Column L). 2. If you choose "Partial Conversion" then Column BA (AMOUNT) only will be converted based on selected currency (Column L) and Column BB (TAXES) value (INR) will be added to the converted values.
Note on K274: gepadmin: 1. If you choose "Full Conversion" then Column BA (AMOUNT) and Column BB (TAXES) BOTH values will be convert based on selected Currency in (Column L). 2. If you choose "Partial Conversion" then Column BA (AMOUNT) only will be converted based on selected currency (Column L) and Column BB (TAXES) value (INR) will be added to the converted values.
Note on K275: gepadmin: 1. If you choose "Full Conversion" then Column BA (AMOUNT) and Column BB (TAXES) BOTH values will be convert based on selected Currency in (Column L). 2. If you choose "Partial Conversion" then Column BA (AMOUNT) only will be converted based on selected currency (Column L) and Column BB (TAXES) value (INR) will be added to the converted values.
Note on K276: gepadmin: 1. If you choose "Full Conversion" then Column BA (AMOUNT) and Column BB (TAXES) BOTH values will be convert based on selected Currency in (Column L). 2. If you choose "Partial Conversion" then Column BA (AMOUNT) only will be converted based on selected currency (Column L) and Column BB (TAXES) value (INR) will be added to the converted values.
Note on K277: gepadmin: 1. If you choose "Full Conversion" then Column BA (AMOUNT) and Column BB (TAXES) BOTH values will be convert based on selected Currency in (Column L). 2. If you choose "Partial Conversion" then Column BA (AMOUNT) only will be converted based on selected currency (Column L) and Column BB (TAXES) value (INR) will be added to the converted values.
Note on K278: gepadmin: 1. If you choose "Full Conversion" then Column BA (AMOUNT) and Column BB (TAXES) BOTH values will be convert based on selected Currency in (Column L). 2. If you choose "Partial Conversion" then Column BA (AMOUNT) only will be converted based on selected currency (Column L) and Column BB (TAXES) value (INR) will be added to the converted values.
Note on K279: gepadmin: 1. If you choose "Full Conversion" then Column BA (AMOUNT) and Column BB (TAXES) BOTH values will be convert based on selected Currency in (Column L). 2. If you choose "Partial Conversion" then Column BA (AMOUNT) only will be converted based on selected currency (Column L) and Column BB (TAXES) value (INR) will be added to the converted values.
Note on K140: gepadmin: 1. If you choose "Full Conversion" then Column BA (AMOUNT) and Column BB (TAXES) BOTH values will be convert based on selected Currency in (Column L). 2. If you choose "Partial Conversion" then Column BA (AMOUNT) only will be converted based on selected currency (Column L) and Column BB (TAXES) value (INR) will be added to the converted values.
Note on K142: gepadmin: 1. If you choose "Full Conversion" then Column BA (AMOUNT) and Column BB (TAXES) BOTH values will be convert based on selected Currency in (Column L). 2. If you choose "Partial Conversion" then Column BA (AMOUNT) only will be converted based on selected currency (Column L) and Column BB (TAXES) value (INR) will be added to the converted values.
Note on K143: gepadmin: 1. If you choose "Full Conversion" then Column BA (AMOUNT) and Column BB (TAXES) BOTH values will be convert based on selected Currency in (Column L). 2. If you choose "Partial Conversion" then Column BA (AMOUNT) only will be converted based on selected currency (Column L) and Column BB (TAXES) value (INR) will be added to the converted values.
Note on K145: gepadmin: 1. If you choose "Full Conversion" then Column BA (AMOUNT) and Column BB (TAXES) BOTH values will be convert based on selected Currency in (Column L). 2. If you choose "Partial Conversion" then Column BA (AMOUNT) only will be converted based on selected currency (Column L) and Column BB (TAXES) value (INR) will be added to the converted values.
Note on K148: gepadmin: 1. If you choose "Full Conversion" then Column BA (AMOUNT) and Column BB (TAXES) BOTH values will be convert based on selected Currency in (Column L). 2. If you choose "Partial Conversion" then Column BA (AMOUNT) only will be converted based on selected currency (Column L) and Column BB (TAXES) value (INR) will be added to the converted values.
Note on K150: gepadmin: 1. If you choose "Full Conversion" then Column BA (AMOUNT) and Column BB (TAXES) BOTH values will be convert based on selected Currency in (Column L). 2. If you choose "Partial Conversion" then Column BA (AMOUNT) only will be converted based on selected currency (Column L) and Column BB (TAXES) value (INR) will be added to the converted values.
Note on K151: gepadmin: 1. If you choose "Full Conversion" then Column BA (AMOUNT) and Column BB (TAXES) BOTH values will be convert based on selected Currency in (Column L). 2. If you choose "Partial Conversion" then Column BA (AMOUNT) only will be converted based on selected currency (Column L) and Column BB (TAXES) value (INR) will be added to the converted values.
Note on K153: gepadmin: 1. If you choose "Full Conversion" then Column BA (AMOUNT) and Column BB (TAXES) BOTH values will be convert based on selected Currency in (Column L). 2. If you choose "Partial Conversion" then Column BA (AMOUNT) only will be converted based on selected currency (Column L) and Column BB (TAXES) value (INR) will be added to the converted values.
Note on K154: gepadmin: 1. If you choose "Full Conversion" then Column BA (AMOUNT) and Column BB (TAXES) BOTH values will be convert based on selected Currency in (Column L). 2. If you choose "Partial Conversion" then Column BA (AMOUNT) only will be converted based on selected currency (Column L) and Column BB (TAXES) value (INR) will be added to the converted values.
Note on K155: gepadmin: 1. If you choose "Full Conversion" then Column BA (AMOUNT) and Column BB (TAXES) BOTH values will be convert based on selected Currency in (Column L). 2. If you choose "Partial Conversion" then Column BA (AMOUNT) only will be converted based on selected currency (Column L) and Column BB (TAXES) value (INR) will be added to the converted values.
Note on K156: gepadmin: 1. If you choose "Full Conversion" then Column BA (AMOUNT) and Column BB (TAXES) BOTH values will be convert based on selected Currency in (Column L). 2. If you choose "Partial Conversion" then Column BA (AMOUNT) only will be converted based on selected currency (Column L) and Column BB (TAXES) value (INR) will be added to the converted values.
Note on K159: gepadmin: 1. If you choose "Full Conversion" then Column BA (AMOUNT) and Column BB (TAXES) BOTH values will be convert based on selected Currency in (Column L). 2. If you choose "Partial Conversion" then Column BA (AMOUNT) only will be converted based on selected currency (Column L) and Column BB (TAXES) value (INR) will be added to the converted values.
Note on K160: gepadmin: 1. If you choose "Full Conversion" then Column BA (AMOUNT) and Column BB (TAXES) BOTH values will be convert based on selected Currency in (Column L). 2. If you choose "Partial Conversion" then Column BA (AMOUNT) only will be converted based on selected currency (Column L) and Column BB (TAXES) value (INR) will be added to the converted values.
Note on K161: gepadmin: 1. If you choose "Full Conversion" then Column BA (AMOUNT) and Column BB (TAXES) BOTH values will be convert based on selected Currency in (Column L). 2. If you choose "Partial Conversion" then Column BA (AMOUNT) only will be converted based on selected currency (Column L) and Column BB (TAXES) value (INR) will be added to the converted values.
Note on K163: gepadmin: 1. If you choose "Full Conversion" then Column BA (AMOUNT) and Column BB (TAXES) BOTH values will be convert based on selected Currency in (Column L). 2. If you choose "Partial Conversion" then Column BA (AMOUNT) only will be converted based on selected currency (Column L) and Column BB (TAXES) value (INR) will be added to the converted values.
Note on K165: gepadmin: 1. If you choose "Full Conversion" then Column BA (AMOUNT) and Column BB (TAXES) BOTH values will be convert based on selected Currency in (Column L). 2. If you choose "Partial Conversion" then Column BA (AMOUNT) only will be converted based on selected currency (Column L) and Column BB (TAXES) value (INR) will be added to the converted values.
Note on K167: gepadmin: 1. If you choose "Full Conversion" then Column BA (AMOUNT) and Column BB (TAXES) BOTH values will be convert based on selected Currency in (Column L). 2. If you choose "Partial Conversion" then Column BA (AMOUNT) only will be converted based on selected currency (Column L) and Column BB (TAXES) value (INR) will be added to the converted values.
Note on K169: gepadmin: 1. If you choose "Full Conversion" then Column BA (AMOUNT) and Column BB (TAXES) BOTH values will be convert based on selected Currency in (Column L). 2. If you choose "Partial Conversion" then Column BA (AMOUNT) only will be converted based on selected currency (Column L) and Column BB (TAXES) value (INR) will be added to the converted values.
Note on K170: gepadmin: 1. If you choose "Full Conversion" then Column BA (AMOUNT) and Column BB (TAXES) BOTH values will be convert based on selected Currency in (Column L). 2. If you choose "Partial Conversion" then Column BA (AMOUNT) only will be converted based on selected currency (Column L) and Column BB (TAXES) value (INR) will be added to the converted values.
Note on K172: gepadmin: 1. If you choose "Full Conversion" then Column BA (AMOUNT) and Column BB (TAXES) BOTH values will be convert based on selected Currency in (Column L). 2. If you choose "Partial Conversion" then Column BA (AMOUNT) only will be converted based on selected currency (Column L) and Column BB (TAXES) value (INR) will be added to the converted values.
Note on K173: gepadmin: 1. If you choose "Full Conversion" then Column BA (AMOUNT) and Column BB (TAXES) BOTH values will be convert based on selected Currency in (Column L). 2. If you choose "Partial Conversion" then Column BA (AMOUNT) only will be converted based on selected currency (Column L) and Column BB (TAXES) value (INR) will be added to the converted values.
Note on K174: gepadmin: 1. If you choose "Full Conversion" then Column BA (AMOUNT) and Column BB (TAXES) BOTH values will be convert based on selected Currency in (Column L). 2. If you choose "Partial Conversion" then Column BA (AMOUNT) only will be converted based on selected currency (Column L) and Column BB (TAXES) value (INR) will be added to the converted values.
Note on K177: gepadmin: 1. If you choose "Full Conversion" then Column BA (AMOUNT) and Column BB (TAXES) BOTH values will be convert based on selected Currency in (Column L). 2. If you choose "Partial Conversion" then Column BA (AMOUNT) only will be converted based on selected currency (Column L) and Column BB (TAXES) value (INR) will be added to the converted values.
Note on K179: gepadmin: 1. If you choose "Full Conversion" then Column BA (AMOUNT) and Column BB (TAXES) BOTH values will be convert based on selected Currency in (Column L). 2. If you choose "Partial Conversion" then Column BA (AMOUNT) only will be converted based on selected currency (Column L) and Column BB (TAXES) value (INR) will be added to the converted values.
Note on K180: gepadmin: 1. If you choose "Full Conversion" then Column BA (AMOUNT) and Column BB (TAXES) BOTH values will be convert based on selected Currency in (Column L). 2. If you choose "Partial Conversion" then Column BA (AMOUNT) only will be converted based on selected currency (Column L) and Column BB (TAXES) value (INR) will be added to the converted values.
Note on K181: gepadmin: 1. If you choose "Full Conversion" then Column BA (AMOUNT) and Column BB (TAXES) BOTH values will be convert based on selected Currency in (Column L). 2. If you choose "Partial Conversion" then Column BA (AMOUNT) only will be converted based on selected currency (Column L) and Column BB (TAXES) value (INR) will be added to the converted values.
Note on K183: gepadmin: 1. If you choose "Full Conversion" then Column BA (AMOUNT) and Column BB (TAXES) BOTH values will be convert based on selected Currency in (Column L). 2. If you choose "Partial Conversion" then Column BA (AMOUNT) only will be converted based on selected currency (Column L) and Column BB (TAXES) value (INR) will be added to the converted values.
Note on K184: gepadmin: 1. If you choose "Full Conversion" then Column BA (AMOUNT) and Column BB (TAXES) BOTH values will be convert based on selected Currency in (Column L). 2. If you choose "Partial Conversion" then Column BA (AMOUNT) only will be converted based on selected currency (Column L) and Column BB (TAXES) value (INR) will be added to the converted values.
Note on K187: gepadmin: 1. If you choose "Full Conversion" then Column BA (AMOUNT) and Column BB (TAXES) BOTH values will be convert based on selected Currency in (Column L). 2. If you choose "Partial Conversion" then Column BA (AMOUNT) only will be converted based on selected currency (Column L) and Column BB (TAXES) value (INR) will be added to the converted values.
Note on K189: gepadmin: 1. If you choose "Full Conversion" then Column BA (AMOUNT) and Column BB (TAXES) BOTH values will be convert based on selected Currency in (Column L). 2. If you choose "Partial Conversion" then Column BA (AMOUNT) only will be converted based on selected currency (Column L) and Column BB (TAXES) value (INR) will be added to the converted values.
Note on K192: gepadmin: 1. If you choose "Full Conversion" then Column BA (AMOUNT) and Column BB (TAXES) BOTH values will be convert based on selected Currency in (Column L). 2. If you choose "Partial Conversion" then Column BA (AMOUNT) only will be converted based on selected currency (Column L) and Column BB (TAXES) value (INR) will be added to the converted values.
Note on K195: gepadmin: 1. If you choose "Full Conversion" then Column BA (AMOUNT) and Column BB (TAXES) BOTH values will be convert based on selected Currency in (Column L). 2. If you choose "Partial Conversion" then Column BA (AMOUNT) only will be converted based on selected currency (Column L) and Column BB (TAXES) value (INR) will be added to the converted values.
Note on K198: gepadmin: 1. If you choose "Full Conversion" then Column BA (AMOUNT) and Column BB (TAXES) BOTH values will be convert based on selected Currency in (Column L). 2. If you choose "Partial Conversion" then Column BA (AMOUNT) only will be converted based on selected currency (Column L) and Column BB (TAXES) value (INR) will be added to the converted values.
Note on K200: gepadmin: 1. If you choose "Full Conversion" then Column BA (AMOUNT) and Column BB (TAXES) BOTH values will be convert based on selected Currency in (Column L). 2. If you choose "Partial Conversion" then Column BA (AMOUNT) only will be converted based on selected currency (Column L) and Column BB (TAXES) value (INR) will be added to the converted values.
Note on K202: gepadmin: 1. If you choose "Full Conversion" then Column BA (AMOUNT) and Column BB (TAXES) BOTH values will be convert based on selected Currency in (Column L). 2. If you choose "Partial Conversion" then Column BA (AMOUNT) only will be converted based on selected currency (Column L) and Column BB (TAXES) value (INR) will be added to the converted values.
Note on K203: gepadmin: 1. If you choose "Full Conversion" then Column BA (AMOUNT) and Column BB (TAXES) BOTH values will be convert based on selected Currency in (Column L). 2. If you choose "Partial Conversion" then Column BA (AMOUNT) only will be converted based on selected currency (Column L) and Column BB (TAXES) value (INR) will be added to the converted values.
Note on K206: gepadmin: 1. If you choose "Full Conversion" then Column BA (AMOUNT) and Column BB (TAXES) BOTH values will be convert based on selected Currency in (Column L). 2. If you choose "Partial Conversion" then Column BA (AMOUNT) only will be converted based on selected currency (Column L) and Column BB (TAXES) value (INR) will be added to the converted values.
Note on K208: gepadmin: 1. If you choose "Full Conversion" then Column BA (AMOUNT) and Column BB (TAXES) BOTH values will be convert based on selected Currency in (Column L). 2. If you choose "Partial Conversion" then Column BA (AMOUNT) only will be converted based on selected currency (Column L) and Column BB (TAXES) value (INR) will be added to the converted values.
Note on K211: gepadmin: 1. If you choose "Full Conversion" then Column BA (AMOUNT) and Column BB (TAXES) BOTH values will be convert based on selected Currency in (Column L). 2. If you choose "Partial Conversion" then Column BA (AMOUNT) only will be converted based on selected currency (Column L) and Column BB (TAXES) value (INR) will be added to the converted values.
Note on K212: gepadmin: 1. If you choose "Full Conversion" then Column BA (AMOUNT) and Column BB (TAXES) BOTH values will be convert based on selected Currency in (Column L). 2. If you choose "Partial Conversion" then Column BA (AMOUNT) only will be converted based on selected currency (Column L) and Column BB (TAXES) value (INR) will be added to the converted values.
Note on K214: gepadmin: 1. If you choose "Full Conversion" then Column BA (AMOUNT) and Column BB (TAXES) BOTH values will be convert based on selected Currency in (Column L). 2. If you choose "Partial Conversion" then Column BA (AMOUNT) only will be converted based on selected currency (Column L) and Column BB (TAXES) value (INR) will be added to the converted values.
Note on K216: gepadmin: 1. If you choose "Full Conversion" then Column BA (AMOUNT) and Column BB (TAXES) BOTH values will be convert based on selected Currency in (Column L). 2. If you choose "Partial Conversion" then Column BA (AMOUNT) only will be converted based on selected currency (Column L) and Column BB (TAXES) value (INR) will be added to the converted values.
Note on K217: gepadmin: 1. If you choose "Full Conversion" then Column BA (AMOUNT) and Column BB (TAXES) BOTH values will be convert based on selected Currency in (Column L). 2. If you choose "Partial Conversion" then Column BA (AMOUNT) only will be converted based on selected currency (Column L) and Column BB (TAXES) value (INR) will be added to the converted values.
Note on K218: gepadmin: 1. If you choose "Full Conversion" then Column BA (AMOUNT) and Column BB (TAXES) BOTH values will be convert based on selected Currency in (Column L). 2. If you choose "Partial Conversion" then Column BA (AMOUNT) only will be converted based on selected currency (Column L) and Column BB (TAXES) value (INR) will be added to the converted values.
Note on K219: gepadmin: 1. If you choose "Full Conversion" then Column BA (AMOUNT) and Column BB (TAXES) BOTH values will be convert based on selected Currency in (Column L). 2. If you choose "Partial Conversion" then Column BA (AMOUNT) only will be converted based on selected currency (Column L) and Column BB (TAXES) value (INR) will be added to the converted values.
Note on K221: gepadmin: 1. If you choose "Full Conversion" then Column BA (AMOUNT) and Column BB (TAXES) BOTH values will be convert based on selected Currency in (Column L). 2. If you choose "Partial Conversion" then Column BA (AMOUNT) only will be converted based on selected currency (Column L) and Column BB (TAXES) value (INR) will be added to the converted values.
Note on K222: gepadmin: 1. If you choose "Full Conversion" then Column BA (AMOUNT) and Column BB (TAXES) BOTH values will be convert based on selected Currency in (Column L). 2. If you choose "Partial Conversion" then Column BA (AMOUNT) only will be converted based on selected currency (Column L) and Column BB (TAXES) value (INR) will be added to the converted values.
Note on K224: gepadmin: 1. If you choose "Full Conversion" then Column BA (AMOUNT) and Column BB (TAXES) BOTH values will be convert based on selected Currency in (Column L). 2. If you choose "Partial Conversion" then Column BA (AMOUNT) only will be converted based on selected currency (Column L) and Column BB (TAXES) value (INR) will be added to the converted values.
Note on K227: gepadmin: 1. If you choose "Full Conversion" then Column BA (AMOUNT) and Column BB (TAXES) BOTH values will be convert based on selected Currency in (Column L). 2. If you choose "Partial Conversion" then Column BA (AMOUNT) only will be converted based on selected currency (Column L) and Column BB (TAXES) value (INR) will be added to the converted values.
Note on K229: gepadmin: 1. If you choose "Full Conversion" then Column BA (AMOUNT) and Column BB (TAXES) BOTH values will be convert based on selected Currency in (Column L). 2. If you choose "Partial Conversion" then Column BA (AMOUNT) only will be converted based on selected currency (Column L) and Column BB (TAXES) value (INR) will be added to the converted values.
Note on K231: gepadmin: 1. If you choose "Full Conversion" then Column BA (AMOUNT) and Column BB (TAXES) BOTH values will be convert based on selected Currency in (Column L). 2. If you choose "Partial Conversion" then Column BA (AMOUNT) only will be converted based on selected currency (Column L) and Column BB (TAXES) value (INR) will be added to the converted values.
Note on K232: gepadmin: 1. If you choose "Full Conversion" then Column BA (AMOUNT) and Column BB (TAXES) BOTH values will be convert based on selected Currency in (Column L). 2. If you choose "Partial Conversion" then Column BA (AMOUNT) only will be converted based on selected currency (Column L) and Column BB (TAXES) value (INR) will be added to the converted values.
Note on K233: gepadmin: 1. If you choose "Full Conversion" then Column BA (AMOUNT) and Column BB (TAXES) BOTH values will be convert based on selected Currency in (Column L). 2. If you choose "Partial Conversion" then Column BA (AMOUNT) only will be converted based on selected currency (Column L) and Column BB (TAXES) value (INR) will be added to the converted values.
Note on K235: gepadmin: 1. If you choose "Full Conversion" then Column BA (AMOUNT) and Column BB (TAXES) BOTH values will be convert based on selected Currency in (Column L). 2. If you choose "Partial Conversion" then Column BA (AMOUNT) only will be converted based on selected currency (Column L) and Column BB (TAXES) value (INR) will be added to the converted values.
Note on K236: gepadmin: 1. If you choose "Full Conversion" then Column BA (AMOUNT) and Column BB (TAXES) BOTH values will be convert based on selected Currency in (Column L). 2. If you choose "Partial Conversion" then Column BA (AMOUNT) only will be converted based on selected currency (Column L) and Column BB (TAXES) value (INR) will be added to the converted values.
Note on K237: gepadmin: 1. If you choose "Full Conversion" then Column BA (AMOUNT) and Column BB (TAXES) BOTH values will be convert based on selected Currency in (Column L). 2. If you choose "Partial Conversion" then Column BA (AMOUNT) only will be converted based on selected currency (Column L) and Column BB (TAXES) value (INR) will be added to the converted values.
Note on K239: gepadmin: 1. If you choose "Full Conversion" then Column BA (AMOUNT) and Column BB (TAXES) BOTH values will be convert based on selected Currency in (Column L). 2. If you choose "Partial Conversion" then Column BA (AMOUNT) only will be converted based on selected currency (Column L) and Column BB (TAXES) value (INR) will be added to the converted values.
Note on K240: gepadmin: 1. If you choose "Full Conversion" then Column BA (AMOUNT) and Column BB (TAXES) BOTH values will be convert based on selected Currency in (Column L). 2. If you choose "Partial Conversion" then Column BA (AMOUNT) only will be converted based on selected currency (Column L) and Column BB (TAXES) value (INR) will be added to the converted values.
Note on K241: gepadmin: 1. If you choose "Full Conversion" then Column BA (AMOUNT) and Column BB (TAXES) BOTH values will be convert based on selected Currency in (Column L). 2. If you choose "Partial Conversion" then Column BA (AMOUNT) only will be converted based on selected currency (Column L) and Column BB (TAXES) value (INR) will be added to the converted values.
Note on K242: gepadmin: 1. If you choose "Full Conversion" then Column BA (AMOUNT) and Column BB (TAXES) BOTH values will be convert based on selected Currency in (Column L). 2. If you choose "Partial Conversion" then Column BA (AMOUNT) only will be converted based on selected currency (Column L) and Column BB (TAXES) value (INR) will be added to the converted values.
Note on K244: gepadmin: 1. If you choose "Full Conversion" then Column BA (AMOUNT) and Column BB (TAXES) BOTH values will be convert based on selected Currency in (Column L). 2. If you choose "Partial Conversion" then Column BA (AMOUNT) only will be converted based on selected currency (Column L) and Column BB (TAXES) value (INR) will be added to the converted values.
Note on K246: gepadmin: 1. If you choose "Full Conversion" then Column BA (AMOUNT) and Column BB (TAXES) BOTH values will be convert based on selected Currency in (Column L). 2. If you choose "Partial Conversion" then Column BA (AMOUNT) only will be converted based on selected currency (Column L) and Column BB (TAXES) value (INR) will be added to the converted values.
Note on K248: gepadmin: 1. If you choose "Full Conversion" then Column BA (AMOUNT) and Column BB (TAXES) BOTH values will be convert based on selected Currency in (Column L). 2. If you choose "Partial Conversion" then Column BA (AMOUNT) only will be converted based on selected currency (Column L) and Column BB (TAXES) value (INR) will be added to the converted values.
Note on K249: gepadmin: 1. If you choose "Full Conversion" then Column BA (AMOUNT) and Column BB (TAXES) BOTH values will be convert based on selected Currency in (Column L). 2. If you choose "Partial Conversion" then Column BA (AMOUNT) only will be converted based on selected currency (Column L) and Column BB (TAXES) value (INR) will be added to the converted values.
Note on K251: gepadmin: 1. If you choose "Full Conversion" then Column BA (AMOUNT) and Column BB (TAXES) BOTH values will be convert based on selected Currency in (Column L). 2. If you choose "Partial Conversion" then Column BA (AMOUNT) only will be converted based on selected currency (Column L) and Column BB (TAXES) value (INR) will be added to the converted values.
Note on K252: gepadmin: 1. If you choose "Full Conversion" then Column BA (AMOUNT) and Column BB (TAXES) BOTH values will be convert based on selected Currency in (Column L). 2. If you choose "Partial Conversion" then Column BA (AMOUNT) only will be converted based on selected currency (Column L) and Column BB (TAXES) value (INR) will be added to the converted values.
Note on K256: gepadmin: 1. If you choose "Full Conversion" then Column BA (AMOUNT) and Column BB (TAXES) BOTH values will be convert based on selected Currency in (Column L). 2. If you choose "Partial Conversion" then Column BA (AMOUNT) only will be converted based on selected currency (Column L) and Column BB (TAXES) value (INR) will be added to the converted values.
Note on K258: gepadmin: 1. If you choose "Full Conversion" then Column BA (AMOUNT) and Column BB (TAXES) BOTH values will be convert based on selected Currency in (Column L). 2. If you choose "Partial Conversion" then Column BA (AMOUNT) only will be converted based on selected currency (Column L) and Column BB (TAXES) value (INR) will be added to the converted values.
Note on K260: gepadmin: 1. If you choose "Full Conversion" then Column BA (AMOUNT) and Column BB (TAXES) BOTH values will be convert based on selected Currency in (Column L). 2. If you choose "Partial Conversion" then Column BA (AMOUNT) only will be converted based on selected currency (Column L) and Column BB (TAXES) value (INR) will be added to the converted values.
Note on K262: gepadmin: 1. If you choose "Full Conversion" then Column BA (AMOUNT) and Column BB (TAXES) BOTH values will be convert based on selected Currency in (Column L). 2. If you choose "Partial Conversion" then Column BA (AMOUNT) only will be converted based on selected currency (Column L) and Column BB (TAXES) value (INR) will be added to the converted values.
Note on K263: gepadmin: 1. If you choose "Full Conversion" then Column BA (AMOUNT) and Column BB (TAXES) BOTH values will be convert based on selected Currency in (Column L). 2. If you choose "Partial Conversion" then Column BA (AMOUNT) only will be converted based on selected currency (Column L) and Column BB (TAXES) value (INR) will be added to the converted values.

## Macros
Please Enable Macros to View BoQ information