## BoQ1 (hidden)
Percentage BoQ
BoQ_Ver3.1 | Percentage | Normal | INR Only | INR
Select, At Par, Excess (+), Less (-) |  | IOCL
Tender Inviting Authority: Executive Engineer, IWD, IIT, Kanpur
Name of Work: Carrying out minor civil maintenance work, Zone-VI
Contract No: 09/C/D1/2022-23
Name of the Bidder/ Bidding Firm / Company :
PRICE SCHEDULE (This BOQ template must not be modified/replaced by the bidder and the same should be uploaded after filling the relevant columns, else the bidder is liable to be rejected for this tender. Bidders are allowed to enter the Bidder Name and Values only )
NUMBER # | TEXT # | TEXT # | NUMBER # | TEXT # | NUMBER | NUMBER | TEXT | TEXT # | NUMBER # | TEXT# | TEXT # | NUMBER # | NUMBER | NUMBER | NUMBER | NUMBER | TEXT | TEXT | NUMBER | NUMBER | NUMBER | NUMBER | TEXT | TEXT | NUMBER | NUMBER | NUMBER | NUMBER | TEXT | TEXT | NUMBER | NUMBER | NUMBER | NUMBER | TEXT | TEXT | NUMBER | NUMBER | NUMBER | NUMBER | TEXT | TEXT | NUMBER | NUMBER | NUMBER # | NUMBER # | TEXT | TEXT | NUMBER # | NUMBER # | DATE | NUMBER # | NUMBER # | TEXT #
Sl. No. | Item Description | Item Code / Make | Quantity | Units | Estimated Rate in Rs. P |  |  | Addition / Deduction | Addition / Deduction Values | Currency Convertion against each Item | Quoted Currency in INR / Other Currency | BASIC RATE In Figures To be entered by the Bidder Rs. P | Excise Duty | VAT | Freight Charges ( Unloading & Stacking) | Any Other Taxes/Duties/Levies |  |  | Other Taxes 2 | IIIrd Party i.e DGS&D / RITES etc Inspection Charges @0.34%+Service Tax | Less for Cenvat Credit,if any respect of Supplies Under full Excise Duty Category | [30 empty] | TOTAL AMOUNT Without Taxes in Rs. P | TOTAL AMOUNT With Taxes | TOTAL AMOUNT In Words
1 | 2 | 3 | 4 | 5 | 6 | 7 | 8 | 9 | 10 | 11 | 12 | 13 | 14 | 15 | 16 | 17 | 18 | 19 | 20 | 21 | 22 | 23 | 24 | 25 | 26 | 27 | 28 | 29 | 30 | 31 | 32 | 33 | 34 | 35 | 36 | 37 | 38 | 39 | 40 | 41 | 42 | 43 | 44 | 45 | 46 | 47 | 48 | 49 | 50 | 51 | 52 | 7 | 54 | 8
1 | Carriage of Materials | [53 empty] | 1 | Carriage of Materials
1.01 | By Mechanical Transport including loading,unloading and stacking | [53 empty] | 1.01 | By Mechanical Transport including loading,unloading and stacking
1.02 | Lime, moorum, building rubbish Lead - 2 km |  | 10 | cum | 143.08 |  |  | Excess(+) | 1 | Full Conversion | INR | [40 empty] | 1430.8 | 1430.8 | INR One Thousand Four Hundred & Thirty and Paise Eighty Only | 1.02 | Lime, moorum, building rubbish Lead - 2 km | 10 | cum
1.03 | Earth Lead - 2 km |  | 10 | cum | 178.85 |  |  | Excess(+) | 1 | Full Conversion | INR | [40 empty] | 1788.5 | 1788.5 | INR One Thousand Seven Hundred & Eighty Eight and Paise Fifty Only | 1.03 | Earth Lead - 2 km | 10 | cum
2 | EARTH WORK | [53 empty] | 2 | EARTH WORK
2.01 | Earth work in surface excavation not exceeding 30 cm in depth but exceeding 1.5 m in width as well as 10 sqm on plan including getting out and disposal of excavated earth upto 50 m and lift upto 1.5 m, as directed by Engineer-in- Charge: | [53 empty] | 2.01 | Earth work in surface excavation not exceeding 30 cm in depth but exceeding 1.5 m in width as well as 10 sqm on plan including getting out and disposal of excavated earth upto 50 m and lift upto 1.5 m, as directed by Engineer-in- Charge:
2.02 | All kinds of soil |  | 30 | sqm | 93.82 |  |  | Excess(+) | 1 | Full Conversion | INR | [40 empty] | 2814.6 | 2814.6 | INR Two Thousand Eight Hundred & Fourteen and Paise Sixty Only | 2.02 | All kinds of soil | 30 | sqm
2.03 | Earth work in excavation by mechanical means (Hydraulic excavator) / manual means in foundation trenches or drains (not exceeding 1.5 m in width or 10 sqm on plan), including dressing of sides and ramming of bottoms, lift upto 1.5 m, including getting out the excavated soil and disposal of surplus excavated soil as directed, within a lead of 50 m. | [53 empty] | 2.03 | Earth work in excavation by mechanical means (Hydraulic excavator) / manual means in foundation trenches or drains (not exceeding 1.5 m in width or 10 sqm on plan), including dressing of sides and ramming of bottoms, lift upto 1.5 m, including getting out the excavated soil and disposal of surplus excavated soil as directed, within a lead of 50 m.
2.04 | All kinds of soil. |  | 2 | cum | 251.51 |  |  | Excess(+) | 1 | Full Conversion | INR | [40 empty] | 503.02 | 503.02 | INR Five Hundred & Three and Paise Two Only | 2.04 | All kinds of soil. | 2 | cum
2.05 | Excavating trenches of required width for pipes, cables, etc including excavation for sockets, and dressing of sides, ramming of bottoms, depth upto 1.5 m, including getting out the excavated soil, and then returning the soil as required, in layers not exceeding 20 cm in depth, including consolidating each deposited layer by ramming, watering, etc. and disposing of surplus excavated soil as directed, within a lead of 50 m : | [53 empty] | 2.05 | Excavating trenches of required width for pipes, cables, etc including excavation for sockets, and dressing of sides, ramming of bottoms, depth upto 1.5 m, including getting out the excavated soil, and then returning the soil as required, in layers not exceeding 20 cm in depth, including consolidating each deposited layer by ramming, watering, etc. and disposing of surplus excavated soil as directed, within a lead of 50 m :
2.06 | All kinds of soil | [53 empty] | 2.06 | All kinds of soil
2.07 | Pipes, cables etc. exceeding 80 mm dia. But not exceeding 300 mm dia |  | 10 | metre | 365.94 |  |  | Excess(+) | 1 | Full Conversion | INR | [40 empty] | 3659.4 | 3659.4 | INR Three Thousand Six Hundred & Fifty Nine and Paise Forty Only | 2.07 | Pipes, cables etc. exceeding 80 mm dia. But not exceeding 300 mm dia | 10 | metre
2.08 | Filling available excavated earth (excluding rock) in trenches, plinth, sides of foundations etc. in layers not exceeding 20cm in depth, consolidating each deposited layer by ramming and watering, lead up to 50 m and lift upto 1.5 m. |  | 6 | cum | 222.67 |  |  | Excess(+) | 1 | Full Conversion | INR | [40 empty] | 1336.02 | 1336.02 | INR One Thousand Three Hundred & Thirty Six and Paise Two Only | 2.08 | Filling available excavated earth (excluding rock) in trenches, plinth, sides of foundations etc. in layers not exceeding 20cm in depth, consolidating each deposited layer by ramming and watering, lead up to 50 m and lift upto 1.5 m. | 6 | cum
2.09 | Supplying and filling in plinth with sand under floors, including watering, ramming, consolidating and dressing complete. |  | 2 | cum | 1894.96 |  |  | Excess(+) | 1 | Full Conversion | INR | [40 empty] | 3789.92 | 3789.92 | INR Three Thousand Seven Hundred & Eighty Nine and Paise Ninety Two Only | 2.09 | Supplying and filling in plinth with sand under floors, including watering, ramming, consolidating and dressing complete. | 2 | cum
2.1 | Surface dressing of the ground including removing vegetation and in-equalities not exceeding 15 cm deep and disposal of rubbish, lead up to 50 m and lift up to 1.5 m. | [53 empty] | 2.1 | Surface dressing of the ground including removing vegetation and in-equalities not exceeding 15 cm deep and disposal of rubbish, lead up to 50 m and lift up to 1.5 m.
2.11 | All kinds of soil |  | 50 | sqm | 24.68 |  |  | Excess(+) | 1 | Full Conversion | INR | [40 empty] | 1234 | 1234 | INR One Thousand Two Hundred & Thirty Four Only | 2.11 | All kinds of soil | 50 | sqm
2.12 | Excavating holes more than 0.10 cum & upto 0.5 cum including getting out the excavated soil, then returning the soil as required in layers not exceeding 20cm in depth, including consolidating each deposited layer by ramming, watering etc, disposing of surplus excavated soil, as directed within a lead of 50 m and lift upto 1.5 m. | [53 empty] | 2.12 | Excavating holes more than 0.10 cum & upto 0.5 cum including getting out the excavated soil, then returning the soil as required in layers not exceeding 20cm in depth, including consolidating each deposited layer by ramming, watering etc, disposing of surplus excavated soil, as directed within a lead of 50 m and lift upto 1.5 m.
2.13 | All kinds of soil |  | 20 | each | 78.83 |  |  | Excess(+) | 1 | Full Conversion | INR | [40 empty] | 1576.6 | 1576.6 | INR One Thousand Five Hundred & Seventy Six and Paise Sixty Only | 2.13 | All kinds of soil | 20 | each
2.14 | Clearing jungle including uprooting of rank vegetation, grass, brush wood, trees and saplings of girth up to 30 cm measured at a height of 1 m above ground level and removal of rubbish up to a distance of 50 m outside the periphery of the area cleared. |  | 20 | sqm | 12.71 |  |  | Excess(+) | 1 | Full Conversion | INR | [40 empty] | 254.2 | 254.2 | INR Two Hundred & Fifty Four and Paise Twenty Only | 2.14 | Clearing jungle including uprooting of rank vegetation, grass, brush wood, trees and saplings of girth up to 30 cm measured at a height of 1 m above ground level and removal of rubbish up to a distance of 50 m outside the periphery of the area cleared. | 20 | sqm
3 | CEMENT CONCRETE (CAST IN SITU) | [53 empty] | 3 | CEMENT CONCRETE (CAST IN SITU)
3.01 | Providing and laying in position cement concrete of specified grade excluding the cost of centering and shuttering - All work up to plinth level : | [53 empty] | 3.01 | Providing and laying in position cement concrete of specified grade excluding the cost of centering and shuttering - All work up to plinth level :
3.02 | 1:2:4 (1 cement : 2 coarse sand (zone-III) derived from natural sources : 4 graded stone aggregate 20 mm nominal size derived from natural sources) |  | 1 | cum | 6457.83 |  |  | Excess(+) | 1 | Full Conversion | INR | [40 empty] | 6457.83 | 6457.83 | INR Six Thousand Four Hundred & Fifty Seven and Paise Eighty Three Only | 3.02 | 1:2:4 (1 cement : 2 coarse sand (zone-III) derived from natural sources : 4 graded stone aggregate 20 mm nominal size derived from natural sources) | 1 | cum
3.03 | 1:4:8 (1 Cement : 4 coarse sand (zone-III) derived from natural sources : 8 graded stone aggregate 40 mm nominal size derived from natural sources) |  | 1 | cum | 5546.73 |  |  | Excess(+) | 1 | Full Conversion | INR | [40 empty] | 5546.73 | 5546.73 | INR Five Thousand Five Hundred & Forty Six and Paise Seventy Three Only | 3.03 | 1:4:8 (1 Cement : 4 coarse sand (zone-III) derived from natural sources : 8 graded stone aggregate 40 mm nominal size derived from natural sources) | 1 | cum
3.04 | Providing and laying cement concrete in retaining walls, return walls, walls (any thickness) including attached pilasters, columns, piers, abutments, pillars, posts, struts, buttresses, string or lacing courses, parapets, coping, bed blocks, anchor blocks, plain window sills, fillets, sunken floor etc., up to floor five level, excluding the cost of centering, shuttering and finishing: | [53 empty] | 3.04 | Providing and laying cement concrete in retaining walls, return walls, walls (any thickness) including attached pilasters, columns, piers, abutments, pillars, posts, struts, buttresses, string or lacing courses, parapets, coping, bed blocks, anchor blocks, plain window sills, fillets, sunken floor etc., up to floor five level, excluding the cost of centering, shuttering and finishing:
3.05 | 1:2:4 (1 Cement : 2 coarse sand (zone-III) derived from natural sources : 4 graded stone aggregate 20 mm nominal size derived from natural sources) |  | 1 | cum | 8220.25 |  |  | Excess(+) | 1 | Full Conversion | INR | [40 empty] | 8220.25 | 8220.25 | INR Eight Thousand Two Hundred & Twenty and Paise Twenty Five Only | 3.05 | 1:2:4 (1 Cement : 2 coarse sand (zone-III) derived from natural sources : 4 graded stone aggregate 20 mm nominal size derived from natural sources) | 1 | cum
3.06 | Centering and shuttering including strutting, propping etc. and removal of form work for : | [53 empty] | 3.06 | Centering and shuttering including strutting, propping etc. and removal of form work for :
3.07 | Foundations, footings, bases for columns |  | 2 | sqm | 270.01 |  |  | Excess(+) | 1 | Full Conversion | INR | [40 empty] | 540.02 | 540.02 | INR Five Hundred & Forty and Paise Two Only | 3.07 | Foundations, footings, bases for columns | 2 | sqm
3.08 | Providing and laying cement concrete in kerbs, steps and the like at or near ground level excluding the cost of centering, shuttering and finishing. | [53 empty] | 3.08 | Providing and laying cement concrete in kerbs, steps and the like at or near ground level excluding the cost of centering, shuttering and finishing.
3.09 | 1:1½:3 (1 Cement: 1½ coarse sand(zone-III) derived from natural sources : 3 graded stone aggregate 20 mm nominal size derived from natural sources) |  | 1 | cum | 6824.77 |  |  | Excess(+) | 1 | Full Conversion | INR | [40 empty] | 6824.77 | 6824.77 | INR Six Thousand Eight Hundred & Twenty Four and Paise Seventy Seven Only | 3.09 | 1:1½:3 (1 Cement: 1½ coarse sand(zone-III) derived from natural sources : 3 graded stone aggregate 20 mm nominal size derived from natural sources) | 1 | cum
3.1 | Providing and fixing at or near ground level precast cement concrete in kerbs, edgings etc. as per approved pattern and setting in position with cement mortar 1:3 (1 Cement : 3 coarse sand), including the cost of required centering, shuttering complete. | [53 empty] | 3.1 | Providing and fixing at or near ground level precast cement concrete in kerbs, edgings etc. as per approved pattern and setting in position with cement mortar 1:3 (1 Cement : 3 coarse sand), including the cost of required centering, shuttering complete.
3.11 | 1:1½:3 (1 Cement: 1½ coarse sand(zone-III) derived from natural sources: 3 graded stone aggregate 20 mm nominal size derived from natural sources). |  | 1 | cum | 7129.02 |  |  | Excess(+) | 1 | Full Conversion | INR | [40 empty] | 7129.02 | 7129.02 | INR Seven Thousand One Hundred & Twenty Nine and Paise Two Only | 3.11 | 1:1½:3 (1 Cement: 1½ coarse sand(zone-III) derived from natural sources: 3 graded stone aggregate 20 mm nominal size derived from natural sources). | 1 | cum
3.12 | Providing and laying damp-proof course 40mm thick with cement concrete 1:2:4 (1 cement : 2 coarse sand (zone-III) derived from natural sources : 4 graded stone aggregate 12.5mm nominal size derived from natural sources) |  | 3 | sqm | 325.16 |  |  | Excess(+) | 1 | Full Conversion | INR | [40 empty] | 975.48 | 975.48 | INR Nine Hundred & Seventy Five and Paise Forty Eight Only | 3.12 | Providing and laying damp-proof course 40mm thick with cement concrete 1:2:4 (1 cement : 2 coarse sand (zone-III) derived from natural sources : 4 graded stone aggregate 12.5mm nominal size derived from natural sources) | 3 | sqm
3.13 | Extra for providing and mixing water proofing material in cement concrete work in doses by weight of cement as per manufacturer's specification. |  | 1 | per 50kg cement | 50.11 |  |  | Excess(+) | 1 | Full Conversion | INR | [40 empty] | 50.11 | 50.11 | INR Fifty and Paise Eleven Only | 3.13 | Extra for providing and mixing water proofing material in cement concrete work in doses by weight of cement as per manufacturer's specification. | 1 | per 50kg cement
3.14 | Providing & applying a coat of residual petroleum bitumen of grade of VG-10 of approved quality using 1.7kg per square metre on damp proof course after cleaning the surface with brushes and finally with apiece of cloth lightly soaked in kerosene oil. |  | 3 | sqm | 99.82 |  |  | Excess(+) | 1 | Full Conversion | INR | [40 empty] | 299.46 | 299.46 | INR Two Hundred & Ninety Nine and Paise Forty Six Only | 3.14 | Providing & applying a coat of residual petroleum bitumen of grade of VG-10 of approved quality using 1.7kg per square metre on damp proof course after cleaning the surface with brushes and finally with apiece of cloth lightly soaked in kerosene oil. | 3 | sqm
3.15 | Making plinth protection 50mm thick of cement concrete 1:3:6 (1 cement : 3 coarse sand (zone-III) derived from natural sources : 6 graded stone aggregate 20 mm nominal size derived from natural sources) over 75mm thick bed of dry brick ballast 40 mm nominal size, well rammed and consolidated and grouted with fine sand, including necessary excavation, levelling & dressing & finishing the top smooth. |  | 20 | sqm | 597.68 |  |  | Excess(+) | 1 | Full Conversion | INR | [40 empty] | 11953.6 | 11953.6 | INR Eleven Thousand Nine Hundred & Fifty Three and Paise Sixty Only | 3.15 | Making plinth protection 50mm thick of cement concrete 1:3:6 (1 cement : 3 coarse sand (zone-III) derived from natural sources : 6 graded stone aggregate 20 mm nominal size derived from natural sources) over 75mm thick bed of dry brick ballast 40 mm nominal size, well rammed and consolidated and grouted with fine sand, including necessary excavation, levelling & dressing & finishing the top smooth. | 20 | sqm
4 | REINFORCED CEMENT CONCRETE | [53 empty] | 4 | REINFORCED CEMENT CONCRETE
4.01 | Providing and laying in position specified grade of reinforced cement concrete, excluding the cost of centering, shuttering, finishing and reinforcement - All work up to plinth level : | [53 empty] | 4.01 | Providing and laying in position specified grade of reinforced cement concrete, excluding the cost of centering, shuttering, finishing and reinforcement - All work up to plinth level :
4.02 | 1:1.5:3 (1 cement : 1.5 coarse sand (zone-III) derived from natural sources : 3 graded stone aggregate 20 mm nominal size de rived from natural sources) |  | 0.5 | cum | 7333.8 |  |  | Excess(+) | 1 | Full Conversion | INR | [40 empty] | 3666.9 | 3666.9 | INR Three Thousand Six Hundred & Sixty Six and Paise Ninety Only | 4.02 | 1:1.5:3 (1 cement : 1.5 coarse sand (zone-III) derived from natural sources : 3 graded stone aggregate 20 mm nominal size de rived from natural sources) | 0.5 | cum
4.03 | 1:2:4 (1 cement : 2 coarse sand (zone-III) derived from natural sources : 4 graded stone aggregate 20 mm nominal size de rived from natural sources) |  | 0.5 | cum | 6966.81 |  |  | Excess(+) | 1 | Full Conversion | INR | [40 empty] | 3483.41 | 3483.41 | INR Three Thousand Four Hundred & Eighty Three and Paise Forty One Only | 4.03 | 1:2:4 (1 cement : 2 coarse sand (zone-III) derived from natural sources : 4 graded stone aggregate 20 mm nominal size de rived from natural sources) | 0.5 | cum
4.04 | Reinforced cement concrete work in walls (any thickness), including attached pilasters, buttresses, plinth and string courses, fillets, columns, pillars, piers, abutments, posts and struts etc. above plinth level up to floor five level, excluding cost of centering, shuttering, finishing and reinforcement : | [53 empty] | 4.04 | Reinforced cement concrete work in walls (any thickness), including attached pilasters, buttresses, plinth and string courses, fillets, columns, pillars, piers, abutments, posts and struts etc. above plinth level up to floor five level, excluding cost of centering, shuttering, finishing and reinforcement :
4.05 | 1:1.5:3 (1 cement : 1.5 coarse sand(zone-III) derived from natu- ral sources : 3 graded stone aggregate 20 mm nominal size derived from natural sources) |  | 0.5 | cum | 8930.34 |  |  | Excess(+) | 1 | Full Conversion | INR | [40 empty] | 4465.17 | 4465.17 | INR Four Thousand Four Hundred & Sixty Five and Paise Seventeen Only | 4.05 | 1:1.5:3 (1 cement : 1.5 coarse sand(zone-III) derived from natu- ral sources : 3 graded stone aggregate 20 mm nominal size derived from natural sources) | 0.5 | cum
4.06 | Reinforced cement concrete work in beams, suspended floors, roofs having slope up to 15° landings, balconies, shelves, chajjas, lintels, bands, plain window sills, staircases and spiral stair cases above plinth level up to floor five level, excluding the cost of centering, shuttering, finishing and reinforcement with 1:1.5:3 (1 cement : 1.5 coarse sand(zone-III) derived from natural sources : 3 graded stone aggregate 20 mm nominal size derived from natural sources). |  | 0.5 | cum | 9398.77 |  |  | Excess(+) | 1 | Full Conversion | INR | [40 empty] | 4699.39 | 4699.39 | INR Four Thousand Six Hundred & Ninety Nine and Paise Thirty Nine Only | 4.06 | Reinforced cement concrete work in beams, suspended floors, roofs having slope up to 15° landings, balconies, shelves, chajjas, lintels, bands, plain window sills, staircases and spiral stair cases above plinth level up to floor five level, excluding the cost of centering, shuttering, finishing and reinforcement with 1:1.5:3 (1 cement : 1.5 coarse sand(zone-III) derived from natural sources : 3 graded stone aggregate 20 mm nominal size derived from natural sources). | 0.5 | cum
4.07 | Centering and shuttering including strutting, propping etc. and removal of form for | [53 empty] | 4.07 | Centering and shuttering including strutting, propping etc. and removal of form for
4.08 | Suspended floors, roofs, landings, balconies and access platform |  | 1 | sqm | 672.12 |  |  | Excess(+) | 1 | Full Conversion | INR | [40 empty] | 672.12 | 672.12 | INR Six Hundred & Seventy Two and Paise Twelve Only | 4.08 | Suspended floors, roofs, landings, balconies and access platform | 1 | sqm
4.09 | Shelves (Cast in situ) |  | 4 | sqm | 672.12 |  |  | Excess(+) | 1 | Full Conversion | INR | [40 empty] | 2688.48 | 2688.48 | INR Two Thousand Six Hundred & Eighty Eight and Paise Forty Eight Only | 4.09 | Shelves (Cast in situ) | 4 | sqm
4.1 | Lintels, beams, plinth beams, girders, bressumers and cantilevers |  | 4 | sqm | 533.41 |  |  | Excess(+) | 1 | Full Conversion | INR | [40 empty] | 2133.64 | 2133.64 | INR Two Thousand One Hundred & Thirty Three and Paise Sixty Four Only | 4.1 | Lintels, beams, plinth beams, girders, bressumers and cantilevers | 4 | sqm
4.11 | Columns, Pillars, Piers, Abutments, Posts and Struts |  | 2 | sqm | 705.17 |  |  | Excess(+) | 1 | Full Conversion | INR | [40 empty] | 1410.34 | 1410.34 | INR One Thousand Four Hundred & Ten and Paise Thirty Four Only | 4.11 | Columns, Pillars, Piers, Abutments, Posts and Struts | 2 | sqm
4.12 | Stairs, (excluding landings) except spiral-staircases |  | 2 | sqm | 576.72 |  |  | Excess(+) | 1 | Full Conversion | INR | [40 empty] | 1153.44 | 1153.44 | INR One Thousand One Hundred & Fifty Three and Paise Forty Four Only | 4.12 | Stairs, (excluding landings) except spiral-staircases | 2 | sqm
4.13 | Edges of slabs and breaks in floors and walls | [53 empty] | 4.13 | Edges of slabs and breaks in floors and walls
4.14 | Under 20 cm wide |  | 2 | metre | 159.49 |  |  | Excess(+) | 1 | Full Conversion | INR | [40 empty] | 318.98 | 318.98 | INR Three Hundred & Eighteen and Paise Ninety Eight Only | 4.14 | Under 20 cm wide | 2 | metre
4.15 | Providing, hoisting and fixing above plinth level up to floor five level precast reinforced cement concrete work in string courses, bands, copings, bed plates, anchor blocks, plain window sills and the like, including the cost of required centering, shuttering but , excluding cost of reinforcement with 1:1.5:3 (1 cement : 1.5 coarse sand (zone-III) derived from natural sources : 3 graded stone aggregate 20 mm nominal size derived from natural sources). |  | 2 | cum | 8481.81 |  |  | Excess(+) | 1 | Full Conversion | INR | [40 empty] | 16963.62 | 16963.62 | INR Sixteen Thousand Nine Hundred & Sixty Three and Paise Sixty Two Only | 4.15 | Providing, hoisting and fixing above plinth level up to floor five level precast reinforced cement concrete work in string courses, bands, copings, bed plates, anchor blocks, plain window sills and the like, including the cost of required centering, shuttering but , excluding cost of reinforcement with 1:1.5:3 (1 cement : 1.5 coarse sand (zone-III) derived from natural sources : 3 graded stone aggregate 20 mm nominal size derived from natural sources). | 2 | cum
4.16 | Providing, hoisting and fixing up to floor five level precast reinforced cement concrete in small lintels not exceeding 1.5m clear span up to floor five level, including the cost of required centering, shuttering but , excluding the cost of reinforcement with 1:1.5:3 (1 cement : 1.5 coarse sand (zone-III) derived from natural sources : 3 graded stone aggregate 20 mm nominal size derived from natural sources). |  | 2 | cum | 11908.68 |  |  | Excess(+) | 1 | Full Conversion | INR | [40 empty] | 23817.36 | 23817.36 | INR Twenty Three Thousand Eight Hundred & Seventeen and Paise Thirty Six Only | 4.16 | Providing, hoisting and fixing up to floor five level precast reinforced cement concrete in small lintels not exceeding 1.5m clear span up to floor five level, including the cost of required centering, shuttering but , excluding the cost of reinforcement with 1:1.5:3 (1 cement : 1.5 coarse sand (zone-III) derived from natural sources : 3 graded stone aggregate 20 mm nominal size derived from natural sources). | 2 | cum
4.17 | Steel reinforcement for R.C.C. work including straightening, cutting, bending, placing in position and binding all complete upto plinth level. | [53 empty] | 4.17 | Steel reinforcement for R.C.C. work including straightening, cutting, bending, placing in position and binding all complete upto plinth level.
4.18 | Thermo-Mechanically Treated bars of grade Fe-500D or more. |  | 75 | kg | 78.61 |  |  | Excess(+) | 1 | Full Conversion | INR | [40 empty] | 5895.75 | 5895.75 | INR Five Thousand Eight Hundred & Ninety Five and Paise Seventy Five Only | 4.18 | Thermo-Mechanically Treated bars of grade Fe-500D or more. | 75 | kg
4.19 | Steel reinforcement for R.C.C. work including straightening, cutting, bending, placing in position and binding all complete above plinth level. | [53 empty] | 4.19 | Steel reinforcement for R.C.C. work including straightening, cutting, bending, placing in position and binding all complete above plinth level.
4.2 | Thermo-Mechanically Treated bars of grade Fe-500D or more. |  | 75 | kg | 78.61 |  |  | Excess(+) | 1 | Full Conversion | INR | [40 empty] | 5895.75 | 5895.75 | INR Five Thousand Eight Hundred & Ninety Five and Paise Seventy Five Only | 4.2 | Thermo-Mechanically Treated bars of grade Fe-500D or more. | 75 | kg
4.21 | Providing and fixing sheet covering over expansion joints with iron screws as per design. | [53 empty] | 4.21 | Providing and fixing sheet covering over expansion joints with iron screws as per design.
4.22 | Aluminium fluted strips 3.15 mm thick. | [53 empty] | 4.22 | Aluminium fluted strips 3.15 mm thick.
4.23 | 150 mm wide |  | 2 | metre | 452.26 |  |  | Excess(+) | 1 | Full Conversion | INR | [40 empty] | 904.52 | 904.52 | INR Nine Hundred & Four and Paise Fifty Two Only | 4.23 | 150 mm wide | 2 | metre
4.24 | Add for plaster drip course/ groove in plastered surface or moulding to R.C.C. projections. |  | 2 | metre | 56.73 |  |  | Excess(+) | 1 | Full Conversion | INR | [40 empty] | 113.46 | 113.46 | INR One Hundred & Thirteen and Paise Forty Six Only | 4.24 | Add for plaster drip course/ groove in plastered surface or moulding to R.C.C. projections. | 2 | metre
5 | MASONRY WORK | [53 empty] | 5 | MASONRY WORK
5.01 | Brick work with common burnt clay F.P.S. (non modular) bricks of class designation 7.5 in foundation and plinth in: | [53 empty] | 5.01 | Brick work with common burnt clay F.P.S. (non modular) bricks of class designation 7.5 in foundation and plinth in:
5.02 | Cement mortar 1:6 (1 cement : 6 coarse sand) |  | 1 | cum | 5838.01 |  |  | Excess(+) | 1 | Full Conversion | INR | [40 empty] | 5838.01 | 5838.01 | INR Five Thousand Eight Hundred & Thirty Eight and Paise One Only | 5.02 | Cement mortar 1:6 (1 cement : 6 coarse sand) | 1 | cum
5.03 | Brick work with common burnt clay F.P.S. (non modular) bricks of class designation 7.5 in superstructure above plinth level up to floor V level in all shapes and sizes in : | [53 empty] | 5.03 | Brick work with common burnt clay F.P.S. (non modular) bricks of class designation 7.5 in superstructure above plinth level up to floor V level in all shapes and sizes in :
5.04 | Cement mortar 1:6 (1 cement : 6 coarse sand) |  | 1 | cum | 7267.3 |  |  | Excess(+) | 1 | Full Conversion | INR | [40 empty] | 7267.3 | 7267.3 | INR Seven Thousand Two Hundred & Sixty Seven and Paise Thirty Only | 5.04 | Cement mortar 1:6 (1 cement : 6 coarse sand) | 1 | cum
5.05 | Brick work 7 cm thick with common burnt clay F.P.S. (non modular) brick of class designation 7.5 in cement mortar 1:3 (1 cement : 3 coarse sand) in superstructure above plinth level and upto floor five level. |  | 1 | sqm | 718.24 |  |  | Excess(+) | 1 | Full Conversion | INR | [40 empty] | 718.24 | 718.24 | INR Seven Hundred & Eighteen and Paise Twenty Four Only | 5.05 | Brick work 7 cm thick with common burnt clay F.P.S. (non modular) brick of class designation 7.5 in cement mortar 1:3 (1 cement : 3 coarse sand) in superstructure above plinth level and upto floor five level. | 1 | sqm
5.06 | Half brick masonry with common burnt clay F.P.S. (non modular) bricks of class designation 7.5 in foundations and plinth in : | [53 empty] | 5.06 | Half brick masonry with common burnt clay F.P.S. (non modular) bricks of class designation 7.5 in foundations and plinth in :
5.07 | cement mortar 1:4 (1 cement : 4 coarse sand) |  | 2 | sqm | 734.63 |  |  | Excess(+) | 1 | Full Conversion | INR | [40 empty] | 1469.26 | 1469.26 | INR One Thousand Four Hundred & Sixty Nine and Paise Twenty Six Only | 5.07 | cement mortar 1:4 (1 cement : 4 coarse sand) | 2 | sqm
5.08 | Half brick masonry with common burnt clay F.P.S. (non modular) bricks of class designation 7.5 in superstructure above plinth level up to floor V level. | [53 empty] | 5.08 | Half brick masonry with common burnt clay F.P.S. (non modular) bricks of class designation 7.5 in superstructure above plinth level up to floor V level.
5.09 | Cement mortar 1:4 (1 cement :4 coarse sand) |  | 5 | sqm | 892.63 |  |  | Excess(+) | 1 | Full Conversion | INR | [40 empty] | 4463.15 | 4463.15 | INR Four Thousand Four Hundred & Sixty Three and Paise Fifteen Only | 5.09 | Cement mortar 1:4 (1 cement :4 coarse sand) | 5 | sqm
5.1 | Brick work with common burnt clay selected F.P.S. (non modular) bricks of class designation 7.5 in exposed brick work including making horizontal and vertical grooves 10 mm wide 12 mm deep complete in cement mortar 1:6 (1 cement : 6 coarse sand) | [53 empty] | 5.1 | Brick work with common burnt clay selected F.P.S. (non modular) bricks of class designation 7.5 in exposed brick work including making horizontal and vertical grooves 10 mm wide 12 mm deep complete in cement mortar 1:6 (1 cement : 6 coarse sand)
5.11 | From ground level upto plinth level |  | 1 | cum | 6005.7 |  |  | Excess(+) | 1 | Full Conversion | INR | [40 empty] | 6005.7 | 6005.7 | INR Six Thousand &Five and Paise Seventy Only | 5.11 | From ground level upto plinth level | 1 | cum
5.12 | Above plinth level upto floor V level |  | 1 | cum | 7510.7 |  |  | Excess(+) | 1 | Full Conversion | INR | [40 empty] | 7510.7 | 7510.7 | INR Seven Thousand Five Hundred & Ten and Paise Seventy Only | 5.12 | Above plinth level upto floor V level | 1 | cum
5.13 | Brick edging 7cm wide 11.4 cm deep to plinth protection with common burnt clay F.P.S. (non modular) bricks of class designation 7.5 including grouting with cement mortar 1:4 (1 cement : 4 fine sand). |  | 15 | metre | 48.93 |  |  | Excess(+) | 1 | Full Conversion | INR | [40 empty] | 733.95 | 733.95 | INR Seven Hundred & Thirty Three and Paise Ninety Five Only | 5.13 | Brick edging 7cm wide 11.4 cm deep to plinth protection with common burnt clay F.P.S. (non modular) bricks of class designation 7.5 including grouting with cement mortar 1:4 (1 cement : 4 fine sand). | 15 | metre
6 | CLADDING WORK | [53 empty] | 6 | CLADDING WORK
6.01 | Providing and fixing 18 mm thick gang saw cut, mirror polished, premoulded and prepolished, machine cut for kitchen platforms, vanity counters, window sills, facias and similar locations of required size, approved shade, colour and texture laid over 20 mm thick base cement mortar 1:4 (1 cement : 4 coarse sand), joints treated with white cement, mixed with matching pigment, epoxy touch ups, including rubbing, curing, moulding and polishing to edges to give high gloss finish etc. complete at all levels. | [53 empty] | 6.01 | Providing and fixing 18 mm thick gang saw cut, mirror polished, premoulded and prepolished, machine cut for kitchen platforms, vanity counters, window sills, facias and similar locations of required size, approved shade, colour and texture laid over 20 mm thick base cement mortar 1:4 (1 cement : 4 coarse sand), joints treated with white cement, mixed with matching pigment, epoxy touch ups, including rubbing, curing, moulding and polishing to edges to give high gloss finish etc. complete at all levels.
6.02 | Raj Nagar Plain white marble/ Udaipur green marble/ Zebra black marble | [53 empty] | 6.02 | Raj Nagar Plain white marble/ Udaipur green marble/ Zebra black marble
6.03 | Area of slab over 0.50 sqm |  | 1 | sqm | 2314.29 |  |  | Excess(+) | 1 | Full Conversion | INR | [40 empty] | 2314.29 | 2314.29 | INR Two Thousand Three Hundred & Fourteen and Paise Twenty Nine Only | 6.03 | Area of slab over 0.50 sqm | 1 | sqm
6.04 | Granite stone slab colour black, Cherry/Ruby red | [53 empty] | 6.04 | Granite stone slab colour black, Cherry/Ruby red
6.05 | Area of slab upto 0.50 sqm |  | 1 | sqm | 4102.89 |  |  | Excess(+) | 1 | Full Conversion | INR | [40 empty] | 4102.89 | 4102.89 | INR Four Thousand One Hundred & Two and Paise Eighty Nine Only | 6.05 | Area of slab upto 0.50 sqm | 1 | sqm
6.06 | Area of slab over 0.50 sqm |  | 1 | sqm | 3880.18 |  |  | Excess(+) | 1 | Full Conversion | INR | [40 empty] | 3880.18 | 3880.18 | INR Three Thousand Eight Hundred & Eighty and Paise Eighteen Only | 6.06 | Area of slab over 0.50 sqm | 1 | sqm
6.07 | Providing edge moulding to 18 mm thick marble stone counters, Vanities etc., including machine polishing to edge to give high gloss finish etc. complete as per design approved by Engineer-in-Charge. | [53 empty] | 6.07 | Providing edge moulding to 18 mm thick marble stone counters, Vanities etc., including machine polishing to edge to give high gloss finish etc. complete as per design approved by Engineer-in-Charge.
6.08 | Marble work |  | 1 | metre | 214.73 |  |  | Excess(+) | 1 | Full Conversion | INR | [40 empty] | 214.73 | 214.73 | INR Two Hundred & Fourteen and Paise Seventy Three Only | 6.08 | Marble work | 1 | metre
6.09 | Granite work |  | 1 | metre | 367.25 |  |  | Excess(+) | 1 | Full Conversion | INR | [40 empty] | 367.25 | 367.25 | INR Three Hundred & Sixty Seven and Paise Twenty Five Only | 6.09 | Granite work | 1 | metre
6.1 | Extra for providing opening of required size & shape for wash basin/ kitchen sink in kitchen platform, vanity counter and similar location in marble/ Granite/ stone work, including necessary holes for pillar taps etc. including moulding, rubbing and polishing of cut edges etc. complete. |  | 2 | each | 708.59 |  |  | Excess(+) | 1 | Full Conversion | INR | [40 empty] | 1417.18 | 1417.18 | INR One Thousand Four Hundred & Seventeen and Paise Eighteen Only | 6.1 | Extra for providing opening of required size & shape for wash basin/ kitchen sink in kitchen platform, vanity counter and similar location in marble/ Granite/ stone work, including necessary holes for pillar taps etc. including moulding, rubbing and polishing of cut edges etc. complete. | 2 | each
6.11 | Mirror polishing on marble work/Granite work/stone work where ever required to give high gloss finish complete. |  | 1 | sqm | 366.16 |  |  | Excess(+) | 1 | Full Conversion | INR | [40 empty] | 366.16 | 366.16 | INR Three Hundred & Sixty Six and Paise Sixteen Only | 6.11 | Mirror polishing on marble work/Granite work/stone work where ever required to give high gloss finish complete. | 1 | sqm
6.12 | Providing and fixing stone slab with table rubbed, edges rounded and polished, of size 75x50 cm deep and 1.8 cm thick, fixed in urinal partitions by cutting a chase of appropriate width with chase cutter and embedding the stone in the chase with epoxy grout or with cement concrete 1:2:4 (1 cement : 2 coarse sand : 4 graded stone aggregate 6 mm nominal size) as per direction of Engineer-in-charge and finished smooth. | [53 empty] | 6.12 | Providing and fixing stone slab with table rubbed, edges rounded and polished, of size 75x50 cm deep and 1.8 cm thick, fixed in urinal partitions by cutting a chase of appropriate width with chase cutter and embedding the stone in the chase with epoxy grout or with cement concrete 1:2:4 (1 cement : 2 coarse sand : 4 graded stone aggregate 6 mm nominal size) as per direction of Engineer-in-charge and finished smooth.
6.13 | White Agaria Marble Stone |  | 1 | sqm | 2684.09 |  |  | Excess(+) | 1 | Full Conversion | INR | [40 empty] | 2684.09 | 2684.09 | INR Two Thousand Six Hundred & Eighty Four and Paise Nine Only | 6.13 | White Agaria Marble Stone | 1 | sqm
6.14 | Granite Stone of approved shade |  | 1 | sqm | 3106.4 |  |  | Excess(+) | 1 | Full Conversion | INR | [40 empty] | 3106.4 | 3106.4 | INR Three Thousand One Hundred & Six and Paise Forty Only | 6.14 | Granite Stone of approved shade | 1 | sqm
6.15 | Providing and fixing skirting with Pre-laminated (one side decorative and other side balancing lamination) flat pressed 3 layer or graded particle board (medium density) Grade I, Type II, IS :12823 marked, with necessary fixing arrangements and screws, including drilling necessary holes for rawl plugs etc. and priming coat on unexposed surface complete : | [53 empty] | 6.15 | Providing and fixing skirting with Pre-laminated (one side decorative and other side balancing lamination) flat pressed 3 layer or graded particle board (medium density) Grade I, Type II, IS :12823 marked, with necessary fixing arrangements and screws, including drilling necessary holes for rawl plugs etc. and priming coat on unexposed surface complete :
6.16 | 18 mm thick |  | 1 | sqm | 1510.78 |  |  | Excess(+) | 1 | Full Conversion | INR | [40 empty] | 1510.78 | 1510.78 | INR One Thousand Five Hundred & Ten and Paise Seventy Eight Only | 6.16 | 18 mm thick | 1 | sqm
6.17 | Providing and fixing Ist quality ceramic glazed wall tiles conforming to IS: 15622 (thickness to be specified by the manufacturer), of approved make, in all colours, shades except burgundy, bottle green, black of any size as approved by Engineer-in-Charge, in skirting, risers of steps and dados, over 12 mm thick bed of cement mortar 1:3 (1 cement : 3 coarse sand) and jointing with grey cement slurry @ 3.3kg per sqm, including pointing in white cement mixed with pigment of matching shade complete. |  | 15 | sqm | 932.44 |  |  | Excess(+) | 1 | Full Conversion | INR | [40 empty] | 13986.6 | 13986.6 | INR Thirteen Thousand Nine Hundred & Eighty Six and Paise Sixty Only | 6.17 | Providing and fixing Ist quality ceramic glazed wall tiles conforming to IS: 15622 (thickness to be specified by the manufacturer), of approved make, in all colours, shades except burgundy, bottle green, black of any size as approved by Engineer-in-Charge, in skirting, risers of steps and dados, over 12 mm thick bed of cement mortar 1:3 (1 cement : 3 coarse sand) and jointing with grey cement slurry @ 3.3kg per sqm, including pointing in white cement mixed with pigment of matching shade complete. | 15 | sqm
7 | WOOD AND P. V. C. WORK | [53 empty] | 7 | WOOD AND P. V. C. WORK
7.01 | Providing wood work in frames of doors, windows, clerestory windows and other frames, wrought framed and fixed in position with hold fast lugs or with dash fasteners of required dia & length (hold fast lugs or dash fastener shall be paid for separately). | [53 empty] | 7.01 | Providing wood work in frames of doors, windows, clerestory windows and other frames, wrought framed and fixed in position with hold fast lugs or with dash fasteners of required dia & length (hold fast lugs or dash fastener shall be paid for separately).
7.02 | Second class teak wood |  | 0.1 | cum | 115367.78 |  |  | Excess(+) | 1 | Full Conversion | INR | [40 empty] | 11536.78 | 11536.78 | INR Eleven Thousand Five Hundred & Thirty Six and Paise Seventy Eight Only | 7.02 | Second class teak wood | 0.1 | cum
7.03 | Sal wood |  | 0.5 | cum | 93573.74 |  |  | Excess(+) | 1 | Full Conversion | INR | [40 empty] | 46786.87 | 46786.87 | INR Forty Six Thousand Seven Hundred & Eighty Six and Paise Eighty Seven Only | 7.03 | Sal wood | 0.5 | cum
7.04 | Providing and fixing panelled or panelled and glazed shutters for doors, windows and clerestory windows, fixing with butt hinges of required size with necessary screws, excluding panelling which will be paid for separately, all complete as per direction of Engineer-in-charge. (Note:- Butt hinges and necessary screws shall be paid separately) | [53 empty] | 7.04 | Providing and fixing panelled or panelled and glazed shutters for doors, windows and clerestory windows, fixing with butt hinges of required size with necessary screws, excluding panelling which will be paid for separately, all complete as per direction of Engineer-in-charge. (Note:- Butt hinges and necessary screws shall be paid separately)
7.05 | Second class teak wood | [53 empty] | 7.05 | Second class teak wood
7.06 | 35 mm thick shutters |  | 1 | sqm | 3248.09 |  |  | Excess(+) | 1 | Full Conversion | INR | [40 empty] | 3248.09 | 3248.09 | INR Three Thousand Two Hundred & Forty Eight and Paise Nine Only | 7.06 | 35 mm thick shutters | 1 | sqm
7.07 | Providing and fixing panelling or panelling and glazing in panelled or panelled and glazed shutters for doors, windows and clerestory windows (Area of opening for panel inserts excluding portion inside grooves or rebates to be measured). Panelling for panelled or panelled and glazed shutters 25 mm to 40 mm thick :Second class teak wood |  | 1 | sqm | 2628.93 |  |  | Excess(+) | 1 | Full Conversion | INR | [40 empty] | 2628.93 | 2628.93 | INR Two Thousand Six Hundred & Twenty Eight and Paise Ninety Three Only | 7.07 | Providing and fixing panelling or panelling and glazing in panelled or panelled and glazed shutters for doors, windows and clerestory windows (Area of opening for panel inserts excluding portion inside grooves or rebates to be measured). Panelling for panelled or panelled and glazed shutters 25 mm to 40 mm thick :Second class teak wood | 1 | sqm
7.08 | Float glass panes_ 4 mm thick glass pane (weight not less than 10kg/sqm). |  | 1 | sqm | 1663.39 |  |  | Excess(+) | 1 | Full Conversion | INR | [40 empty] | 1663.39 | 1663.39 | INR One Thousand Six Hundred & Sixty Three and Paise Thirty Nine Only | 7.08 | Float glass panes_ 4 mm thick glass pane (weight not less than 10kg/sqm). | 1 | sqm
7.09 | Fly proof stainless steel grade 304 wire gauge with 0.5 mm dia. wire and 1.4mm wide aperture with matching wood beading |  | 1 | sqm | 1334.15 |  |  | Excess(+) | 1 | Full Conversion | INR | [40 empty] | 1334.15 | 1334.15 | INR One Thousand Three Hundred & Thirty Four and Paise Fifteen Only | 7.09 | Fly proof stainless steel grade 304 wire gauge with 0.5 mm dia. wire and 1.4mm wide aperture with matching wood beading | 1 | sqm
7.1 | Providing and fixing glazed shutters for doors, windows and clerestory windows using 4 mm thick float glass panes, including ISI marked M.S. pressed butt hinges bright finished of required size with necessary screws. | [53 empty] | 7.1 | Providing and fixing glazed shutters for doors, windows and clerestory windows using 4 mm thick float glass panes, including ISI marked M.S. pressed butt hinges bright finished of required size with necessary screws.
7.11 | Second class teak wood | [53 empty] | 7.11 | Second class teak wood
7.12 | 35 mm thick |  | 5 | sqm | 3909.16 |  |  | Excess(+) | 1 | Full Conversion | INR | [40 empty] | 19545.8 | 19545.8 | INR Nineteen Thousand Five Hundred & Forty Five and Paise Eighty Only | 7.12 | 35 mm thick | 5 | sqm
7.13 | Extra for providing frosted glass panes 4 mm thick instead of ordinary float glass panes 4 mm thick in doors, windows and clerestory window shutters. (Area of opening for glass panes excluding portion inside rebate shall be measured). |  | 2 | sqm | 130.21 |  |  | Excess(+) | 1 | Full Conversion | INR | [40 empty] | 260.42 | 260.42 | INR Two Hundred & Sixty and Paise Forty Two Only | 7.13 | Extra for providing frosted glass panes 4 mm thick instead of ordinary float glass panes 4 mm thick in doors, windows and clerestory window shutters. (Area of opening for glass panes excluding portion inside rebate shall be measured). | 2 | sqm
7.14 | Providing and fixing Pre-laminated flat pressed 3 layer (medium density) particle board or graded wood particle board IS : 3087 marked, with one side decorative and other side balancing lamination Grade I, Type II exterior grade IS : 12823 marked, in shelves with screws and fittings wherever required, edges to be painted with polyurethane primer (fittings to be paid separately). | [53 empty] | 7.14 | Providing and fixing Pre-laminated flat pressed 3 layer (medium density) particle board or graded wood particle board IS : 3087 marked, with one side decorative and other side balancing lamination Grade I, Type II exterior grade IS : 12823 marked, in shelves with screws and fittings wherever required, edges to be painted with polyurethane primer (fittings to be paid separately).
7.15 | 18 mm thick |  | 1 | sqm | 955.11 |  |  | Excess(+) | 1 | Full Conversion | INR | [40 empty] | 955.11 | 955.11 | INR Nine Hundred & Fifty Five and Paise Eleven Only | 7.15 | 18 mm thick | 1 | sqm
7.16 | Providing and fixing ISI marked flush door shutters conforming to IS : 2202 (Part I) decorative type, core of block board construction with frame of 1st class hard wood and well matched teak 3 ply veneering with vertical grains or cross bands and face veneers on both faces of shutters. | [53 empty] | 7.16 | Providing and fixing ISI marked flush door shutters conforming to IS : 2202 (Part I) decorative type, core of block board construction with frame of 1st class hard wood and well matched teak 3 ply veneering with vertical grains or cross bands and face veneers on both faces of shutters.
7.17 | 35 mm thick including ISI marked Stainless Steel butt hinges with necessary screws |  | 1 | sqm | 2705.92 |  |  | Excess(+) | 1 | Full Conversion | INR | [40 empty] | 2705.92 | 2705.92 | INR Two Thousand Seven Hundred & Five and Paise Ninety Two Only | 7.17 | 35 mm thick including ISI marked Stainless Steel butt hinges with necessary screws | 1 | sqm
7.18 | Providing and fixing ISI marked flush door shutters conforming to IS : 2202 (Part I) non-decorative type, core of block board construction with frame of 1st class hard wood and well matched commercial 3 ply veneering with vertical grains or cross bands and face veneers on both faces of shutters: | [53 empty] | 7.18 | Providing and fixing ISI marked flush door shutters conforming to IS : 2202 (Part I) non-decorative type, core of block board construction with frame of 1st class hard wood and well matched commercial 3 ply veneering with vertical grains or cross bands and face veneers on both faces of shutters:
7.19 | 25 mm thick (for cupboard) including ISI marked nickel plated bright finished M.S. piano hinges with necessary screws |  | 1 | sqm | 1604.56 |  |  | Excess(+) | 1 | Full Conversion | INR | [40 empty] | 1604.56 | 1604.56 | INR One Thousand Six Hundred & Four and Paise Fifty Six Only | 7.19 | 25 mm thick (for cupboard) including ISI marked nickel plated bright finished M.S. piano hinges with necessary screws | 1 | sqm
7.2 | Extra for providing lipping with 2nd class teak wood battens 25 mm minimum depth on all edges of flush door shutters (over all area of door shutter to be measured). |  | 1 | sqm | 351.95 |  |  | Excess(+) | 1 | Full Conversion | INR | [40 empty] | 351.95 | 351.95 | INR Three Hundred & Fifty One and Paise Ninety Five Only | 7.2 | Extra for providing lipping with 2nd class teak wood battens 25 mm minimum depth on all edges of flush door shutters (over all area of door shutter to be measured). | 1 | sqm
7.21 | Extra for providing vision panel not exceeding 0.1 sqm in all type of flush doors (cost of glass excluded) (overall area of door shutter to be measured): | [53 empty] | 7.21 | Extra for providing vision panel not exceeding 0.1 sqm in all type of flush doors (cost of glass excluded) (overall area of door shutter to be measured):
7.22 | Rectangular or square |  | 1 | sqm | 152.52 |  |  | Excess(+) | 1 | Full Conversion | INR | [40 empty] | 152.52 | 152.52 | INR One Hundred & Fifty Two and Paise Fifty Two Only | 7.22 | Rectangular or square | 1 | sqm
7.23 | Extra for cutting rebate in flush door shutters (Total area of the shutter to be measured). |  | 1 | sqm | 82.11 |  |  | Excess(+) | 1 | Full Conversion | INR | [40 empty] | 82.11 | 82.11 | INR Eighty Two and Paise Eleven Only | 7.23 | Extra for cutting rebate in flush door shutters (Total area of the shutter to be measured). | 1 | sqm
7.24 | Providing and fixing wire gauge shutters using galvanized M.S. wire gauge of average width of aperture 1.4 mm in both directions with wire of dia 0.63 mm, for doors, windows and clerestory windows with hinges and necessary screws : | [53 empty] | 7.24 | Providing and fixing wire gauge shutters using galvanized M.S. wire gauge of average width of aperture 1.4 mm in both directions with wire of dia 0.63 mm, for doors, windows and clerestory windows with hinges and necessary screws :
7.25 | 35 mm thick shutters | [53 empty] | 7.25 | 35 mm thick shutters
7.26 | with ISI marked M.S. pressed butt hinges bright finished of required size | [53 empty] | 7.26 | with ISI marked M.S. pressed butt hinges bright finished of required size
7.27 | Second class teak wood |  | 1 | sqm | 3807.37 |  |  | Excess(+) | 1 | Full Conversion | INR | [40 empty] | 3807.37 | 3807.37 | INR Three Thousand Eight Hundred & Seven and Paise Thirty Seven Only | 7.27 | Second class teak wood | 1 | sqm
7.28 | Providing and fixing wooden moulded beading to door and window frames with iron screws, plugs and priming coat on unexposed surface etc. complete : | [53 empty] | 7.28 | Providing and fixing wooden moulded beading to door and window frames with iron screws, plugs and priming coat on unexposed surface etc. complete :
7.29 | 2nd class teak wood | [53 empty] | 7.29 | 2nd class teak wood
7.3 | 50x12 mm |  | 1 | metre | 167.95 |  |  | Excess(+) | 1 | Full Conversion | INR | [40 empty] | 167.95 | 167.95 | INR One Hundred & Sixty Seven and Paise Ninety Five Only | 7.3 | 50x12 mm | 1 | metre
7.31 | 50 x 20 mm |  | 1 | metre | 209.73 |  |  | Excess(+) | 1 | Full Conversion | INR | [40 empty] | 209.73 | 209.73 | INR Two Hundred & Nine and Paise Seventy Three Only | 7.31 | 50 x 20 mm | 1 | metre
7.32 | Providing and fixing chromium plated brass curtain rod having wall thickness of 1.25mm with two chromium plated brass brackets fixed with C.P. brass screws and PVC sleeves etc., wherever necessary complete : | [53 empty] | 7.32 | Providing and fixing chromium plated brass curtain rod having wall thickness of 1.25mm with two chromium plated brass brackets fixed with C.P. brass screws and PVC sleeves etc., wherever necessary complete :
7.33 | 20 mm dia |  | 1 | metre | 329.02 |  |  | Excess(+) | 1 | Full Conversion | INR | [40 empty] | 329.02 | 329.02 | INR Three Hundred & Twenty Nine and Paise Two Only | 7.33 | 20 mm dia | 1 | metre
7.34 | Providing and fixing M.S. grills of required pattern in frames of windows etc. with M.S. flats, square or round bars etc. including priming coat with approved steel primer all complete. | [53 empty] | 7.34 | Providing and fixing M.S. grills of required pattern in frames of windows etc. with M.S. flats, square or round bars etc. including priming coat with approved steel primer all complete.
7.35 | Fixed to steel windows by welding |  | 3 | kg | 158.7 |  |  | Excess(+) | 1 | Full Conversion | INR | [40 empty] | 476.1 | 476.1 | INR Four Hundred & Seventy Six and Paise Ten Only | 7.35 | Fixed to steel windows by welding | 3 | kg
7.36 | Fixed to openings /wooden frames with rawl plugs screws etc. |  | 19 | kg | 173.35 |  |  | Excess(+) | 1 | Full Conversion | INR | [40 empty] | 3293.65 | 3293.65 | INR Three Thousand Two Hundred & Ninety Three and Paise Sixty Five Only | 7.36 | Fixed to openings /wooden frames with rawl plugs screws etc. | 19 | kg
7.37 | Providing and fixing hard drawn steel wire fabric 75x25 mm mesh of weight not less than 7.75 Kg per sqm to window frames etc. including 62x19 mm beading of second class teak wood and priming coat with approved steel primer all complete. |  | 10 | sqm | 1301.8 |  |  | Excess(+) | 1 | Full Conversion | INR | [40 empty] | 13018 | 13018 | INR Thirteen Thousand &Eighteen Only | 7.37 | Providing and fixing hard drawn steel wire fabric 75x25 mm mesh of weight not less than 7.75 Kg per sqm to window frames etc. including 62x19 mm beading of second class teak wood and priming coat with approved steel primer all complete. | 10 | sqm
7.38 | Providing and fixing fly proof galvanized M.S. wire gauge to windows and clerestory windows using wire gauge with average width of aperture 1.4 mm in both directions with wire of dia 0.63 mm all complete. | [53 empty] | 7.38 | Providing and fixing fly proof galvanized M.S. wire gauge to windows and clerestory windows using wire gauge with average width of aperture 1.4 mm in both directions with wire of dia 0.63 mm all complete.
7.39 | With 2nd class teak wood beading 62X19 mm |  | 10 | sqm | 1021.39 |  |  | Excess(+) | 1 | Full Conversion | INR | [40 empty] | 10213.9 | 10213.9 | INR Ten Thousand Two Hundred & Thirteen and Paise Ninety Only | 7.39 | With 2nd class teak wood beading 62X19 mm | 10 | sqm
7.4 | With 12 mm mild steel U beading |  | 2 | sqm | 712.32 |  |  | Excess(+) | 1 | Full Conversion | INR | [40 empty] | 1424.64 | 1424.64 | INR One Thousand Four Hundred & Twenty Four and Paise Sixty Four Only | 7.4 | With 12 mm mild steel U beading | 2 | sqm
7.41 | Providing 40x5 mm flat iron hold fast 40 cm long including fixing to frame with 10 mm diameter bolts, nuts and wooden plugs and embedding in cement concrete block 30x10x15cm 1:3:6 mix (1 cement : 3 coarse sand : 6 graded stone aggregate 20mm nominal size). |  | 2 | each | 170.41 |  |  | Excess(+) | 1 | Full Conversion | INR | [40 empty] | 340.82 | 340.82 | INR Three Hundred & Forty and Paise Eighty Two Only | 7.41 | Providing 40x5 mm flat iron hold fast 40 cm long including fixing to frame with 10 mm diameter bolts, nuts and wooden plugs and embedding in cement concrete block 30x10x15cm 1:3:6 mix (1 cement : 3 coarse sand : 6 graded stone aggregate 20mm nominal size). | 2 | each
7.42 | Providing and fixing ISI marked M.S. pressed butt hinges bright finished with necessary screws etc. complete : | [53 empty] | 7.42 | Providing and fixing ISI marked M.S. pressed butt hinges bright finished with necessary screws etc. complete :
7.43 | 125x65x2.12 mm |  | 5 | each | 42.09 |  |  | Excess(+) | 1 | Full Conversion | INR | [40 empty] | 210.45 | 210.45 | INR Two Hundred & Ten and Paise Forty Five Only | 7.43 | 125x65x2.12 mm | 5 | each
7.44 | 100x58x1.90 mm |  | 2 | each | 34.24 |  |  | Excess(+) | 1 | Full Conversion | INR | [40 empty] | 68.48 | 68.48 | INR Sixty Eight and Paise Forty Eight Only | 7.44 | 100x58x1.90 mm | 2 | each
7.45 | Providing and fixing ISI marked oxidised M.S. sliding door bolts with nuts and screws etc. complete : | [53 empty] | 7.45 | Providing and fixing ISI marked oxidised M.S. sliding door bolts with nuts and screws etc. complete :
7.46 | 300x16 mm |  | 2 | each | 158.31 |  |  | Excess(+) | 1 | Full Conversion | INR | [40 empty] | 316.62 | 316.62 | INR Three Hundred & Sixteen and Paise Sixty Two Only | 7.46 | 300x16 mm | 2 | each
7.47 | 250x16 mm |  | 2 | each | 145.46 |  |  | Excess(+) | 1 | Full Conversion | INR | [40 empty] | 290.92 | 290.92 | INR Two Hundred & Ninety and Paise Ninety Two Only | 7.47 | 250x16 mm | 2 | each
7.48 | Providing and fixing ISI marked oxidised M.S. tower bolt black finish, (Barrel type) with necessary screws etc. complete : | [53 empty] | 7.48 | Providing and fixing ISI marked oxidised M.S. tower bolt black finish, (Barrel type) with necessary screws etc. complete :
7.49 | 250x10 mm |  | 2 | each | 65.45 |  |  | Excess(+) | 1 | Full Conversion | INR | [40 empty] | 130.9 | 130.9 | INR One Hundred & Thirty and Paise Ninety Only | 7.49 | 250x10 mm | 2 | each
7.5 | 200x10 mm |  | 2 | each | 53.53 |  |  | Excess(+) | 1 | Full Conversion | INR | [40 empty] | 107.06 | 107.06 | INR One Hundred & Seven and Paise Six Only | 7.5 | 200x10 mm | 2 | each
7.51 | 150x10 mm |  | 2 | each | 46.51 |  |  | Excess(+) | 1 | Full Conversion | INR | [40 empty] | 93.02 | 93.02 | INR Ninety Three and Paise Two Only | 7.51 | 150x10 mm | 2 | each
7.52 | 100x10 mm |  | 2 | each | 34.28 |  |  | Excess(+) | 1 | Full Conversion | INR | [40 empty] | 68.56 | 68.56 | INR Sixty Eight and Paise Fifty Six Only | 7.52 | 100x10 mm | 2 | each
7.53 | Providing and fixing ISI marked oxidised M.S. handles conforming to IS:4992 with necessary screws etc. complete : | [53 empty] | 7.53 | Providing and fixing ISI marked oxidised M.S. handles conforming to IS:4992 with necessary screws etc. complete :
7.54 | 125 mm |  | 2 | each | 30.86 |  |  | Excess(+) | 1 | Full Conversion | INR | [40 empty] | 61.72 | 61.72 | INR Sixty One and Paise Seventy Two Only | 7.54 | 125 mm | 2 | each
7.55 | 100 mm |  | 2 | each | 24.77 |  |  | Excess(+) | 1 | Full Conversion | INR | [40 empty] | 49.54 | 49.54 | INR Forty Nine and Paise Fifty Four Only | 7.55 | 100 mm | 2 | each
7.56 | 75 mm |  | 2 | each | 21.26 |  |  | Excess(+) | 1 | Full Conversion | INR | [40 empty] | 42.52 | 42.52 | INR Forty Two and Paise Fifty Two Only | 7.56 | 75 mm | 2 | each
7.57 | Providing and fixing oxidised M.S. hasp and staple (safety type) conforming to IS : 363 with necessary screws etc. complete : | [53 empty] | 7.57 | Providing and fixing oxidised M.S. hasp and staple (safety type) conforming to IS : 363 with necessary screws etc. complete :
7.58 | 150 mm |  | 2 | each | 25.56 |  |  | Excess(+) | 1 | Full Conversion | INR | [40 empty] | 51.12 | 51.12 | INR Fifty One and Paise Twelve Only | 7.58 | 150 mm | 2 | each
7.59 | 115 mm |  | 2 | each | 22.8 |  |  | Excess(+) | 1 | Full Conversion | INR | [40 empty] | 45.6 | 45.6 | INR Forty Five and Paise Sixty Only | 7.59 | 115 mm | 2 | each
7.6 | Providing and fixing oxidised M.S. casement stays (straight peg type) with necessary screws etc. complete. | [53 empty] | 7.6 | Providing and fixing oxidised M.S. casement stays (straight peg type) with necessary screws etc. complete.
7.61 | 300 mm weighing not less than 200 grams |  | 2 | each | 51.95 |  |  | Excess(+) | 1 | Full Conversion | INR | [40 empty] | 103.9 | 103.9 | INR One Hundred & Three and Paise Ninety Only | 7.61 | 300 mm weighing not less than 200 grams | 2 | each
7.62 | 250 mm weighing not less than 150 grams |  | 2 | each | 45.51 |  |  | Excess(+) | 1 | Full Conversion | INR | [40 empty] | 91.02 | 91.02 | INR Ninety One and Paise Two Only | 7.62 | 250 mm weighing not less than 150 grams | 2 | each
7.63 | Providing and fixing bright finished brass tower bolts (barrel type) with necessary screws etc. complete :250x10 mm |  | 2 | each | 328.23 |  |  | Excess(+) | 1 | Full Conversion | INR | [40 empty] | 656.46 | 656.46 | INR Six Hundred & Fifty Six and Paise Forty Six Only | 7.63 | Providing and fixing bright finished brass tower bolts (barrel type) with necessary screws etc. complete :250x10 mm | 2 | each
7.64 | Providing and fixing bright finished brass 100 mm mortice latch and lock with 6 levers and a pair of lever handles of approved quality with necessary screws etc. complete. |  | 2 | each | 634.63 |  |  | Excess(+) | 1 | Full Conversion | INR | [40 empty] | 1269.26 | 1269.26 | INR One Thousand Two Hundred & Sixty Nine and Paise Twenty Six Only | 7.64 | Providing and fixing bright finished brass 100 mm mortice latch and lock with 6 levers and a pair of lever handles of approved quality with necessary screws etc. complete. | 2 | each
7.65 | Providing and fixing bright finished brass 100 mm mortice latch with one dead bolt and a pair of lever handles of approved quality with necessary screws etc. complete. |  | 2 | each | 529.07 |  |  | Excess(+) | 1 | Full Conversion | INR | [40 empty] | 1058.14 | 1058.14 | INR One Thousand &Fifty Eight and Paise Fourteen Only | 7.65 | Providing and fixing bright finished brass 100 mm mortice latch with one dead bolt and a pair of lever handles of approved quality with necessary screws etc. complete. | 2 | each
7.66 | Providing and fixing special quality bright finished brass cupboard or ward robe locks with four levers of approved quality including necessary screws etc. complete. | [53 empty] | 7.66 | Providing and fixing special quality bright finished brass cupboard or ward robe locks with four levers of approved quality including necessary screws etc. complete.
7.67 | 40 mm |  | 2 | each | 232.27 |  |  | Excess(+) | 1 | Full Conversion | INR | [40 empty] | 464.54 | 464.54 | INR Four Hundred & Sixty Four and Paise Fifty Four Only | 7.67 | 40 mm | 2 | each
7.68 | Providing and fixing bright finished brass handles with screws etc. complete: | [53 empty] | 7.68 | Providing and fixing bright finished brass handles with screws etc. complete:
7.69 | 125 mm |  | 2 | each | 179.83 |  |  | Excess(+) | 1 | Full Conversion | INR | [40 empty] | 359.66 | 359.66 | INR Three Hundred & Fifty Nine and Paise Sixty Six Only | 7.69 | 125 mm | 2 | each
7.7 | Providing and fixing bright finished brass hanging type floor door stopper with necessary screws, etc. complete. |  | 2 | each | 96.1 |  |  | Excess(+) | 1 | Full Conversion | INR | [40 empty] | 192.2 | 192.2 | INR One Hundred & Ninety Two and Paise Twenty Only | 7.7 | Providing and fixing bright finished brass hanging type floor door stopper with necessary screws, etc. complete. | 2 | each
7.71 | Providing and fixing aluminium die cast body tubular type universal hydraulic door closer (having brand logo with ISI, IS : 3564, embossed on the body, door weight upto 35 kg and door width upto 700 mm), with necessary accessories and screws etc. complete. |  | 5 | each | 899.3 |  |  | Excess(+) | 1 | Full Conversion | INR | [40 empty] | 4496.5 | 4496.5 | INR Four Thousand Four Hundred & Ninety Six and Paise Fifty Only | 7.71 | Providing and fixing aluminium die cast body tubular type universal hydraulic door closer (having brand logo with ISI, IS : 3564, embossed on the body, door weight upto 35 kg and door width upto 700 mm), with necessary accessories and screws etc. complete. | 5 | each
7.72 | Providing and fixing aluminium sliding door bolts, ISI marked anodised (anodic coating not less than grade AC 10 as per IS : 1868), transparent or dyed to required colour or shade, with nuts and screws etc. complete : | [53 empty] | 7.72 | Providing and fixing aluminium sliding door bolts, ISI marked anodised (anodic coating not less than grade AC 10 as per IS : 1868), transparent or dyed to required colour or shade, with nuts and screws etc. complete :
7.73 | 250x16 mm |  | 2 | each | 205.96 |  |  | Excess(+) | 1 | Full Conversion | INR | [40 empty] | 411.92 | 411.92 | INR Four Hundred & Eleven and Paise Ninety Two Only | 7.73 | 250x16 mm | 2 | each
7.74 | Providing and fixing aluminium tower bolts, ISI marked, anodised (anodic coating not less than grade AC 10 as per IS : 1868 ) transparent or dyed to required colour or shade, with necessary screws etc. complete : | [53 empty] | 7.74 | Providing and fixing aluminium tower bolts, ISI marked, anodised (anodic coating not less than grade AC 10 as per IS : 1868 ) transparent or dyed to required colour or shade, with necessary screws etc. complete :
7.75 | 250x10 mm |  | 2 | each | 91.54 |  |  | Excess(+) | 1 | Full Conversion | INR | [40 empty] | 183.08 | 183.08 | INR One Hundred & Eighty Three and Paise Eight Only | 7.75 | 250x10 mm | 2 | each
7.76 | 200x10 mm |  | 10 | each | 79.61 |  |  | Excess(+) | 1 | Full Conversion | INR | [40 empty] | 796.1 | 796.1 | INR Seven Hundred & Ninety Six and Paise Ten Only | 7.76 | 200x10 mm | 10 | each
7.77 | 150x10 mm |  | 10 | each | 66.24 |  |  | Excess(+) | 1 | Full Conversion | INR | [40 empty] | 662.4 | 662.4 | INR Six Hundred & Sixty Two and Paise Forty Only | 7.77 | 150x10 mm | 10 | each
7.78 | 100x10 mm |  | 10 | each | 51.42 |  |  | Excess(+) | 1 | Full Conversion | INR | [40 empty] | 514.2 | 514.2 | INR Five Hundred & Fourteen and Paise Twenty Only | 7.78 | 100x10 mm | 10 | each
7.79 | Providing and fixing aluminium handles, ISI marked, anodised (anodic coating not less than grade AC 10 as per IS : 1868) transparent or dyed to required colour or shade, with necessary screws etc. complete : | [53 empty] | 7.79 | Providing and fixing aluminium handles, ISI marked, anodised (anodic coating not less than grade AC 10 as per IS : 1868) transparent or dyed to required colour or shade, with necessary screws etc. complete :
7.8 | 125 mm |  | 10 | each | 52.65 |  |  | Excess(+) | 1 | Full Conversion | INR | [40 empty] | 526.5 | 526.5 | INR Five Hundred & Twenty Six and Paise Fifty Only | 7.8 | 125 mm | 10 | each
7.81 | 100 mm |  | 10 | each | 46.69 |  |  | Excess(+) | 1 | Full Conversion | INR | [40 empty] | 466.9 | 466.9 | INR Four Hundred & Sixty Six and Paise Ninety Only | 7.81 | 100 mm | 10 | each
7.82 | Providing and fixing aluminium hanging floor door stopper, ISI marked, anodised (anodic coating not less than grade AC 10 as per IS : 1868) transparent or dyed to required colour and shade, with necessary screws etc. complete. | [53 empty] | 7.82 | Providing and fixing aluminium hanging floor door stopper, ISI marked, anodised (anodic coating not less than grade AC 10 as per IS : 1868) transparent or dyed to required colour and shade, with necessary screws etc. complete.
7.83 | Single rubber stopper |  | 2 | each | 31.13 |  |  | Excess(+) | 1 | Full Conversion | INR | [40 empty] | 62.26 | 62.26 | INR Sixty Two and Paise Twenty Six Only | 7.83 | Single rubber stopper | 2 | each
7.84 | Twin rubber stopper |  | 12 | each | 54.58 |  |  | Excess(+) | 1 | Full Conversion | INR | [40 empty] | 654.96 | 654.96 | INR Six Hundred & Fifty Four and Paise Ninety Six Only | 7.84 | Twin rubber stopper | 12 | each
7.85 | Providing and fixing 2nd class teak wood lipping/ moulded beading or taj beading of size 18X5 mm fixed with wooden adhesive of approved quality and screws/nails on the edges of the Pre-laminated particle board as per direction of Engineer-in-charge. |  | 2 | metre | 75.05 |  |  | Excess(+) | 1 | Full Conversion | INR | [40 empty] | 150.1 | 150.1 | INR One Hundred & Fifty and Paise Ten Only | 7.85 | Providing and fixing 2nd class teak wood lipping/ moulded beading or taj beading of size 18X5 mm fixed with wooden adhesive of approved quality and screws/nails on the edges of the Pre-laminated particle board as per direction of Engineer-in-charge. | 2 | metre
7.86 | Providing and fixing magnetic catcher of approved quality in cupboard / ward robe shutters, including fixing with necessary screws etc. complete. | [53 empty] | 7.86 | Providing and fixing magnetic catcher of approved quality in cupboard / ward robe shutters, including fixing with necessary screws etc. complete.
7.87 | Triple strip vertical type |  | 5 | each | 39.32 |  |  | Excess(+) | 1 | Full Conversion | INR | [40 empty] | 196.6 | 196.6 | INR One Hundred & Ninety Six and Paise Sixty Only | 7.87 | Triple strip vertical type | 5 | each
7.88 | Double strip (horizontal type) |  | 5 | each | 29.94 |  |  | Excess(+) | 1 | Full Conversion | INR | [40 empty] | 149.7 | 149.7 | INR One Hundred & Forty Nine and Paise Seventy Only | 7.88 | Double strip (horizontal type) | 5 | each
7.89 | Providing and fixing powder coated telescopic drawer channels 300 mm long with necessary screws etc. complete as per directions of Engineer- in-charge. |  | 10 | one set | 311.31 |  |  | Excess(+) | 1 | Full Conversion | INR | [40 empty] | 3113.1 | 3113.1 | INR Three Thousand One Hundred & Thirteen and Paise Ten Only | 7.89 | Providing and fixing powder coated telescopic drawer channels 300 mm long with necessary screws etc. complete as per directions of Engineer- in-charge. | 10 | one set
7.9 | Providing and fixing factory made uPVC door frame made of uPVC extruded sections having an overall dimension as below (tolerance ±1mm), with wall thickness 2.0 mm (± 0.2 mm), corners of the door frame to be Jointed with galvanized brackets and stainless steel screws, joints mitred and Plastic welded. The hinge side vertical of the frames reinforced by galvanized M.S. tube of size 19 X 19 mm and 1mm (± 0.1 mm) wall thickness and 3 nos. stainless steel hinges fixed to the frame complete as per manufacturer’s specification and direction of Engineer- in-charge | [53 empty] | 7.9 | Providing and fixing factory made uPVC door frame made of uPVC extruded sections having an overall dimension as below (tolerance ±1mm), with wall thickness 2.0 mm (± 0.2 mm), corners of the door frame to be Jointed with galvanized brackets and stainless steel screws, joints mitred and Plastic welded. The hinge side vertical of the frames reinforced by galvanized M.S. tube of size 19 X 19 mm and 1mm (± 0.1 mm) wall thickness and 3 nos. stainless steel hinges fixed to the frame complete as per manufacturer’s specification and direction of Engineer- in-charge
7.91 | Extruded section profile size 48x40 mm |  | 30 | metre | 203.9 |  |  | Excess(+) | 1 | Full Conversion | INR | [40 empty] | 6117 | 6117 | INR Six Thousand One Hundred & Seventeen Only | 7.91 | Extruded section profile size 48x40 mm | 30 | metre
7.92 | Providing and fixing to existing door frames. | [53 empty] | 7.92 | Providing and fixing to existing door frames.
7.93 | 24 mm thick factory made PVC door shutters made of styles and rails of a uPVC hollow section of size 59x24 mm and wall thickness 2 mm (± 0.2 mm) with inbuilt edging on both sides. The styles and rails mitred and joint at the corners by means of M.S. galvanised/ plastic brackets of size 75x220 mm having wall thickness 1.0 mm and stainless steel screws. The styles of the shutter reinforced by inserting galvanised M.S. tube of size 20x20 mm and 1 mm (± 0.1 mm) wall thickness. The lock rail made up of 'H' section, a uPVC hollow section of size 100x24 mm and 2 mm (± 0.2 mm) wall thickness, fixed to the shutter styles by means of plastic/galvanised M.S. 'U' cleats. The shutter frame filled with a uPVC multi-chambered single panel of size not less than 620 mm, having over all thickness of 20 mm and 1 mm (± 0.1 mm) wall thickness. The panels filled vertically and tie bar at two places by inserting horizontally 6 mm galvanised M.S. rod and fastened with nuts and washers, complete as per manufacturer's specification and direction of Engineer-in-charge. (For W.C. and bathroom door shutter). |  | 10 | sqm | 1570.06 |  |  | Excess(+) | 1 | Full Conversion | INR | [40 empty] | 15700.6 | 15700.6 | INR Fifteen Thousand Seven Hundred and Paise Sixty Only | 7.93 | 24 mm thick factory made PVC door shutters made of styles and rails of a uPVC hollow section of size 59x24 mm and wall thickness 2 mm (± 0.2 mm) with inbuilt edging on both sides. The styles and rails mitred and joint at the corners by means of M.S. galvanised/ plastic brackets of size 75x220 mm having wall thickness 1.0 mm and stainless steel screws. The styles of the shutter reinforced by inserting galvanised M.S. tube of size 20x20 mm and 1 mm (± 0.1 mm) wall thickness. The lock rail made up of 'H' section, a uPVC hollow section of size 100x24 mm and 2 mm (± 0.2 mm) wall thickness, fixed to the shutter styles by means of plastic/galvanised M.S. 'U' cleats. The shutter frame filled with a uPVC multi-chambered single panel of size not less than 620 mm, having over all thickness of 20 mm and 1 mm (± 0.1 mm) wall thickness. The panels filled vertically and tie bar at two places by inserting horizontally 6 mm galvanised M.S. rod and fastened with nuts and washers, complete as per manufacturer's specification and direction of Engineer-in-charge. (For W.C. and bathroom door shutter). | 10 | sqm
7.94 | Providing & Fixing decorative high pressure laminated sheet of plain / wood grain in gloss / matt/ suede finish with high density protective surface layer and reverse side of adhesive bonding quality conforming to IS : 2046 Type S, including cost of adhesive of approved quality_1.0 mm thick |  | 2 | sqm | 669.88 |  |  | Excess(+) | 1 | Full Conversion | INR | [40 empty] | 1339.76 | 1339.76 | INR One Thousand Three Hundred & Thirty Nine and Paise Seventy Six Only | 7.94 | Providing & Fixing decorative high pressure laminated sheet of plain / wood grain in gloss / matt/ suede finish with high density protective surface layer and reverse side of adhesive bonding quality conforming to IS : 2046 Type S, including cost of adhesive of approved quality_1.0 mm thick | 2 | sqm
7.95 | Providing and fixing cup board shutters with 25 mm thick veneered particle board IS : 3097 marked, exterior grade (Grade I), of approved make, including IInd class teak wood lipping of 25 mm wide x 12 mm thick with necessary screws and bright finished stainless steel piano hinges, complete as per direction of Engineer-in-Charge_With decorative veneering on one side and commercial veneering on other side |  | 2 | sqm | 1462.78 |  |  | Excess(+) | 1 | Full Conversion | INR | [40 empty] | 2925.56 | 2925.56 | INR Two Thousand Nine Hundred & Twenty Five and Paise Fifty Six Only | 7.95 | Providing and fixing cup board shutters with 25 mm thick veneered particle board IS : 3097 marked, exterior grade (Grade I), of approved make, including IInd class teak wood lipping of 25 mm wide x 12 mm thick with necessary screws and bright finished stainless steel piano hinges, complete as per direction of Engineer-in-Charge_With decorative veneering on one side and commercial veneering on other side | 2 | sqm
7.96 | Providing and fixing wire gauge shutters using stainless steel grade 304 wire gauge with wire of dia 0.5 mm and average width of aperture 1.4 mm in both directions for doors, windows and clerestory windows with necessary screws :35 mm thick shutters_with ISI marked M.S. pressed butt hinges bright finished of required size_Second class teak wood |  | 3 | sqm | 3932.18 |  |  | Excess(+) | 1 | Full Conversion | INR | [40 empty] | 11796.54 | 11796.54 | INR Eleven Thousand Seven Hundred & Ninety Six and Paise Fifty Four Only | 7.96 | Providing and fixing wire gauge shutters using stainless steel grade 304 wire gauge with wire of dia 0.5 mm and average width of aperture 1.4 mm in both directions for doors, windows and clerestory windows with necessary screws :35 mm thick shutters_with ISI marked M.S. pressed butt hinges bright finished of required size_Second class teak wood | 3 | sqm
7.97 | Providing and fixing fly proof stainless steel grade 304 wire gauge, to windows and clerestory windows using wire gauge with average width of aperture 1.4 mm in both directions with wire of dia. 0.50 mm all complete. | [53 empty] | 7.97 | Providing and fixing fly proof stainless steel grade 304 wire gauge, to windows and clerestory windows using wire gauge with average width of aperture 1.4 mm in both directions with wire of dia. 0.50 mm all complete.
7.98 | With 2nd class teak wood beading 62X19 mm |  | 1 | sqm | 1231.26 |  |  | Excess(+) | 1 | Full Conversion | INR | [40 empty] | 1231.26 | 1231.26 | INR One Thousand Two Hundred & Thirty One and Paise Twenty Six Only | 7.98 | With 2nd class teak wood beading 62X19 mm | 1 | sqm
7.99 | With 12 mm mild steel U beading |  | 1 | sqm | 922.18 |  |  | Excess(+) | 1 | Full Conversion | INR | [40 empty] | 922.18 | 922.18 | INR Nine Hundred & Twenty Two and Paise Eighteen Only | 7.99 | With 12 mm mild steel U beading | 1 | sqm
8 | STEEL WORK | [53 empty] | 8 | STEEL WORK
8.01 | Structural steel work in single section, fixed with or without connecting plate, including cutting, hoisting, fixing in position and applying a priming coat of approved steel primer all complete. |  | 10 | kg | 81.59 |  |  | Excess(+) | 1 | Full Conversion | INR | [40 empty] | 815.9 | 815.9 | INR Eight Hundred & Fifteen and Paise Ninety Only | 8.01 | Structural steel work in single section, fixed with or without connecting plate, including cutting, hoisting, fixing in position and applying a priming coat of approved steel primer all complete. | 10 | kg
8.02 | Structural steel work riveted, bolted or welded in built up sections, trusses and framed work, including cutting, hoisting, fixing in position and applying a priming coat of approved steel primer all complete. |  | 10 | kg | 68.57 |  |  | Excess(+) | 1 | Full Conversion | INR | [40 empty] | 685.7 | 685.7 | INR Six Hundred & Eighty Five and Paise Seventy Only | 8.02 | Structural steel work riveted, bolted or welded in built up sections, trusses and framed work, including cutting, hoisting, fixing in position and applying a priming coat of approved steel primer all complete. | 10 | kg
8.03 | Providing and fixing 1mm thick M.S. sheet door with frame of 40x40x6 mm angle iron and 3 mm M.S. gusset plates at the junctions and corners, all necessary fittings complete, including applying a priming coat of approved steel primer. | [53 empty] | 8.03 | Providing and fixing 1mm thick M.S. sheet door with frame of 40x40x6 mm angle iron and 3 mm M.S. gusset plates at the junctions and corners, all necessary fittings complete, including applying a priming coat of approved steel primer.
8.04 | Using M.S. angels 40x40x6 mm for diagonal braces |  | 2 | sqm | 4192.15 |  |  | Excess(+) | 1 | Full Conversion | INR | [40 empty] | 8384.3 | 8384.3 | INR Eight Thousand Three Hundred & Eighty Four and Paise Thirty Only | 8.04 | Using M.S. angels 40x40x6 mm for diagonal braces | 2 | sqm
8.05 | Supplying and fixing rolling shutters of approved make, made of required size M.S. laths, interlocked together through their entire length and jointed together at the end by end locks, mounted on specially designed pipe shaft with brackets, side guides and arrangements for inside and outside locking with push and pull operation complete, including the cost of providing and fixing necessary 27.5 cm long wire springs manufactured from high tensile steel wire of adequate strength conforming to IS: 4454 - part 1 and M.S. top cover of required thickness for rolling shutters. | [53 empty] | 8.05 | Supplying and fixing rolling shutters of approved make, made of required size M.S. laths, interlocked together through their entire length and jointed together at the end by end locks, mounted on specially designed pipe shaft with brackets, side guides and arrangements for inside and outside locking with push and pull operation complete, including the cost of providing and fixing necessary 27.5 cm long wire springs manufactured from high tensile steel wire of adequate strength conforming to IS: 4454 - part 1 and M.S. top cover of required thickness for rolling shutters.
8.06 | 80x1.20 mm M.S. laths with 1.20 mm thick top cover |  | 2 | sqm | 2514.95 |  |  | Excess(+) | 1 | Full Conversion | INR | [40 empty] | 5029.9 | 5029.9 | INR Five Thousand &Twenty Nine and Paise Ninety Only | 8.06 | 80x1.20 mm M.S. laths with 1.20 mm thick top cover | 2 | sqm
8.07 | Providing and fixing ball bearing for rolling shutters. |  | 2 | each | 371.94 |  |  | Excess(+) | 1 | Full Conversion | INR | [40 empty] | 743.88 | 743.88 | INR Seven Hundred & Forty Three and Paise Eighty Eight Only | 8.07 | Providing and fixing ball bearing for rolling shutters. | 2 | each
8.08 | Extra for providing mechanical device chain and crank operation for operating rolling shutters. | [53 empty] | 8.08 | Extra for providing mechanical device chain and crank operation for operating rolling shutters.
8.09 | Exceeding 10.00 sqm and upto 16.80 sqm in the area |  | 2 | sqm | 972.12 |  |  | Excess(+) | 1 | Full Conversion | INR | [40 empty] | 1944.24 | 1944.24 | INR One Thousand Nine Hundred & Forty Four and Paise Twenty Four Only | 8.09 | Exceeding 10.00 sqm and upto 16.80 sqm in the area | 2 | sqm
8.1 | Fixing standard steel glazed doors, windows and ventilators in walls, including fixing of float glass panes with glazing clips and special metal- sash putty of approved make, or metal beading with screws, (only steel windows, glass panes cut to size and glazing clips or metal beading with screws, shall be supplied by department free of cost. | [53 empty] | 8.1 | Fixing standard steel glazed doors, windows and ventilators in walls, including fixing of float glass panes with glazing clips and special metal- sash putty of approved make, or metal beading with screws, (only steel windows, glass panes cut to size and glazing clips or metal beading with screws, shall be supplied by department free of cost.
8.11 | Fixing with 15x3 mm lugs 10 cm long embedded in cement concrete block 15x10x10 cm of C.C. 1:3:6 (1 Cement : 3 coarse sand : 6 graded stone aggregate 20 mm nominal size) |  | 10 | kg | 60.81 |  |  | Excess(+) | 1 | Full Conversion | INR | [40 empty] | 608.1 | 608.1 | INR Six Hundred & Eight and Paise Ten Only | 8.11 | Fixing with 15x3 mm lugs 10 cm long embedded in cement concrete block 15x10x10 cm of C.C. 1:3:6 (1 Cement : 3 coarse sand : 6 graded stone aggregate 20 mm nominal size) | 10 | kg
8.12 | Providing and fixing factory made ISI marked steel glazed doors, windows and ventilators, side /top /centre hung, with beading and all members such as F7D,F4B, K11 B and K12 B etc. complete of standard rolled steel sections, joints mitred and flash butt welded and sash bars tenoned and riveted, including providing and fixing of hinges, pivots, including priming coat of approved steel primer, but excluding the cost of other fittings, complete all as per approved design, (sectional weight of only steel members shall be measured for payment). | [53 empty] | 8.12 | Providing and fixing factory made ISI marked steel glazed doors, windows and ventilators, side /top /centre hung, with beading and all members such as F7D,F4B, K11 B and K12 B etc. complete of standard rolled steel sections, joints mitred and flash butt welded and sash bars tenoned and riveted, including providing and fixing of hinges, pivots, including priming coat of approved steel primer, but excluding the cost of other fittings, complete all as per approved design, (sectional weight of only steel members shall be measured for payment).
8.13 | Fixing with 15x3 mm lugs 10 cm long embedded in cement concrete block 15x10x10 cm of C.C. 1:3:6 (1 Cement : 3 coarse sand : 6 graded stone aggregate 20 mm nominal size) |  | 10 | kg | 154.01 |  |  | Excess(+) | 1 | Full Conversion | INR | [40 empty] | 1540.1 | 1540.1 | INR One Thousand Five Hundred & Forty and Paise Ten Only | 8.13 | Fixing with 15x3 mm lugs 10 cm long embedded in cement concrete block 15x10x10 cm of C.C. 1:3:6 (1 Cement : 3 coarse sand : 6 graded stone aggregate 20 mm nominal size) | 10 | kg
8.14 | Providing and fixing T-iron frames for doors, windows and ventilators of mild steel Tee-sections, joints mitred and welded, including fixing of necessary butt hinges and screws and applying a priming coat of approved steel primer. | [53 empty] | 8.14 | Providing and fixing T-iron frames for doors, windows and ventilators of mild steel Tee-sections, joints mitred and welded, including fixing of necessary butt hinges and screws and applying a priming coat of approved steel primer.
8.15 | Fixing with 15x3 mm lugs 10 cm long embedded in cement concrete block 15x10x10 cm of C.C. 1:3:6 (1 Cement : 3 coarse sand : 6 graded stone aggregate 20 mm nominal size). |  | 10 | kg | 100.53 |  |  | Excess(+) | 1 | Full Conversion | INR | [40 empty] | 1005.3 | 1005.3 | INR One Thousand &Five and Paise Thirty Only | 8.15 | Fixing with 15x3 mm lugs 10 cm long embedded in cement concrete block 15x10x10 cm of C.C. 1:3:6 (1 Cement : 3 coarse sand : 6 graded stone aggregate 20 mm nominal size). | 10 | kg
8.16 | Steel work in built up tubular (round, square or rectangular hollow tubes etc.) trusses etc., including cutting, hoisting, fixing in position and applying a priming coat of approved steel primer, including welding and bolted with special shaped washers etc. complete. | [53 empty] | 8.16 | Steel work in built up tubular (round, square or rectangular hollow tubes etc.) trusses etc., including cutting, hoisting, fixing in position and applying a priming coat of approved steel primer, including welding and bolted with special shaped washers etc. complete.
8.17 | Hot finished welded type tubes |  | 10 | kg | 135.82 |  |  | Excess(+) | 1 | Full Conversion | INR | [40 empty] | 1358.2 | 1358.2 | INR One Thousand Three Hundred & Fifty Eight and Paise Twenty Only | 8.17 | Hot finished welded type tubes | 10 | kg
8.18 | Providing and fixing bolts including nuts and washers complete. |  | 2 | kg | 122.88 |  |  | Excess(+) | 1 | Full Conversion | INR | [40 empty] | 245.76 | 245.76 | INR Two Hundred & Forty Five and Paise Seventy Six Only | 8.18 | Providing and fixing bolts including nuts and washers complete. | 2 | kg
8.19 | Welding by gas or electric plant including transportation of plant at site etc. complete. |  | 2 | cm | 2.98 |  |  | Excess(+) | 1 | Full Conversion | INR | [40 empty] | 5.96 | 5.96 | INR Five and Paise Ninety Six Only | 8.19 | Welding by gas or electric plant including transportation of plant at site etc. complete. | 2 | cm
8.2 | Steel work welded in built up sections/ framed work, including cutting, hoisting, fixing in position and applying a priming coat of approved steel primer using structural steel etc. as required. | [53 empty] | 8.2 | Steel work welded in built up sections/ framed work, including cutting, hoisting, fixing in position and applying a priming coat of approved steel primer using structural steel etc. as required.
8.21 | In stringers, treads, landings etc. of stair cases, including use of chequered plate wherever required, all complete |  | 50 | kg | 89.65 |  |  | Excess(+) | 1 | Full Conversion | INR | [40 empty] | 4482.5 | 4482.5 | INR Four Thousand Four Hundred & Eighty Two and Paise Fifty Only | 8.21 | In stringers, treads, landings etc. of stair cases, including use of chequered plate wherever required, all complete | 50 | kg
8.22 | In gratings, frames, guard bar, ladder, railings, brackets, gates and similar works |  | 50 | kg | 124.77 |  |  | Excess(+) | 1 | Full Conversion | INR | [40 empty] | 6238.5 | 6238.5 | INR Six Thousand Two Hundred & Thirty Eight and Paise Fifty Only | 8.22 | In gratings, frames, guard bar, ladder, railings, brackets, gates and similar works | 50 | kg
8.23 | Providing and fixing hand rail of approved size by welding etc. to steel ladder railing, balcony railing, staircase railing and similar works, including applying priming coat of approved steel primer. | [53 empty] | 8.23 | Providing and fixing hand rail of approved size by welding etc. to steel ladder railing, balcony railing, staircase railing and similar works, including applying priming coat of approved steel primer.
8.24 | M.S. tube |  | 20 | kg | 137.79 |  |  | Excess(+) | 1 | Full Conversion | INR | [40 empty] | 2755.8 | 2755.8 | INR Two Thousand Seven Hundred & Fifty Five and Paise Eighty Only | 8.24 | M.S. tube | 20 | kg
8.25 | G.I. pipes |  | 2 | kg | 158 |  |  | Excess(+) | 1 | Full Conversion | INR | [40 empty] | 316 | 316 | INR Three Hundred & Sixteen Only | 8.25 | G.I. pipes | 2 | kg
8.26 | Providing and fixing stainless steel ( Grade 304) railing made of Hollow tubes, channels, plates etc., including welding, grinding, buffing, polishing and making curvature (wherever required) and fitting the same with necessary stainless steel nuts and bolts complete, i/c fixing the railing with necessary accessories & stainless steel dash fasteners , stainless steel bolts etc., of required size, on the top of the floor or the side of waist slab with suitable arrangement as per approval of Engineer-in- charge, (for payment purpose only weight of stainless steel members shall be considered excluding fixing accessories such as nuts, bolts, fasteners etc.). |  | 10 | kg | 536.83 |  |  | Excess(+) | 1 | Full Conversion | INR | [40 empty] | 5368.3 | 5368.3 | INR Five Thousand Three Hundred & Sixty Eight and Paise Thirty Only | 8.26 | Providing and fixing stainless steel ( Grade 304) railing made of Hollow tubes, channels, plates etc., including welding, grinding, buffing, polishing and making curvature (wherever required) and fitting the same with necessary stainless steel nuts and bolts complete, i/c fixing the railing with necessary accessories & stainless steel dash fasteners , stainless steel bolts etc., of required size, on the top of the floor or the side of waist slab with suitable arrangement as per approval of Engineer-in- charge, (for payment purpose only weight of stainless steel members shall be considered excluding fixing accessories such as nuts, bolts, fasteners etc.). | 10 | kg
8.27 | Providing & fixing fly proof wire gauze to windows, clerestory windows & doors with M.S. Flat 15x3 mm and nuts & bolts complete. | [53 empty] | 8.27 | Providing & fixing fly proof wire gauze to windows, clerestory windows & doors with M.S. Flat 15x3 mm and nuts & bolts complete.
8.28 | Stainless steel (grade 304) wire gauze of 0.5 mm dia wire and 1.4 mm aperture on both sides |  | 2 | sqm | 851.86 |  |  | Excess(+) | 1 | Full Conversion | INR | [40 empty] | 1703.72 | 1703.72 | INR One Thousand Seven Hundred & Three and Paise Seventy Two Only | 8.28 | Stainless steel (grade 304) wire gauze of 0.5 mm dia wire and 1.4 mm aperture on both sides | 2 | sqm
8.29 | Providing & fixing glass panes with putty and glazing clips in steel doors, windows, clerestory windows, all complete with : | [53 empty] | 8.29 | Providing & fixing glass panes with putty and glazing clips in steel doors, windows, clerestory windows, all complete with :
8.3 | 4.0 mm thick glass panes |  | 2 | sqm | 824.46 |  |  | Excess(+) | 1 | Full Conversion | INR | [40 empty] | 1648.92 | 1648.92 | INR One Thousand Six Hundred & Forty Eight and Paise Ninety Two Only | 8.3 | 4.0 mm thick glass panes | 2 | sqm
9 | FLOORING | [53 empty] | 9 | FLOORING
9.01 | Brick on edge flooring with bricks of class designation 7.5 on a bed of 12 mm cement mortar, including filling the joints with same mortar, with common burnt clay non modular bricks: | [53 empty] | 9.01 | Brick on edge flooring with bricks of class designation 7.5 on a bed of 12 mm cement mortar, including filling the joints with same mortar, with common burnt clay non modular bricks:
9.02 | 1:6 (1cement : 6 coarse sand) |  | 20 | sqm | 787.55 |  |  | Excess(+) | 1 | Full Conversion | INR | [40 empty] | 15751 | 15751 | INR Fifteen Thousand Seven Hundred & Fifty One Only | 9.02 | 1:6 (1cement : 6 coarse sand) | 20 | sqm
9.03 | Cement concrete flooring 1:2:4 (1 cement : 2 coarse sand : 4 graded stone aggregate) finished with a floating coat of neat cement, including cement slurry, but excluding the cost of nosing of steps etc. complete. | [53 empty] | 9.03 | Cement concrete flooring 1:2:4 (1 cement : 2 coarse sand : 4 graded stone aggregate) finished with a floating coat of neat cement, including cement slurry, but excluding the cost of nosing of steps etc. complete.
9.04 | 40 mm thick with 20 mm nominal size stone aggregate |  | 20 | sqm | 477.86 |  |  | Excess(+) | 1 | Full Conversion | INR | [40 empty] | 9557.2 | 9557.2 | INR Nine Thousand Five Hundred & Fifty Seven and Paise Twenty Only | 9.04 | 40 mm thick with 20 mm nominal size stone aggregate | 20 | sqm
9.05 | Cement plaster skirting up to 30 cm height, with cement mortar 1:3 (1 cement : 3 coarse sand), finished with a floating coat of neat cement. | [53 empty] | 9.05 | Cement plaster skirting up to 30 cm height, with cement mortar 1:3 (1 cement : 3 coarse sand), finished with a floating coat of neat cement.
9.06 | 18 mm thick |  | 6 | sqm | 500.44 |  |  | Excess(+) | 1 | Full Conversion | INR | [40 empty] | 3002.64 | 3002.64 | INR Three Thousand &Two and Paise Sixty Four Only | 9.06 | 18 mm thick | 6 | sqm
9.07 | Cement concrete pavement with 1:2:4 (1 cement : 2 coarse sand : 4 graded stone aggregate 20 mm nominal size), including finishing complete. |  | 0.5 | cum | 6978.21 |  |  | Excess(+) | 1 | Full Conversion | INR | [40 empty] | 3489.11 | 3489.11 | INR Three Thousand Four Hundred & Eighty Nine and Paise Eleven Only | 9.07 | Cement concrete pavement with 1:2:4 (1 cement : 2 coarse sand : 4 graded stone aggregate 20 mm nominal size), including finishing complete. | 0.5 | cum
9.08 | 40 mm thick marble chips flooring, rubbed and polished to granolithic finish, under layer 31 mm thick cement concrete 1:2:4 (1 cement : 2 coarse sand : 4 graded stone aggregate 12.5 mm nominal size) and top layer 9 mm thick with white, black, chocolate, grey, yellow or green marble chips of sizes from 4 mm to 7 mm nominal size, laid in cement marble powder mix 3:1 (3 cement : 1 marble powder) by weight in proportion of 4:7 (4 cement marble powder : 7 marble chips) by volume, including cement slurry etc. complete. | [53 empty] | 9.08 | 40 mm thick marble chips flooring, rubbed and polished to granolithic finish, under layer 31 mm thick cement concrete 1:2:4 (1 cement : 2 coarse sand : 4 graded stone aggregate 12.5 mm nominal size) and top layer 9 mm thick with white, black, chocolate, grey, yellow or green marble chips of sizes from 4 mm to 7 mm nominal size, laid in cement marble powder mix 3:1 (3 cement : 1 marble powder) by weight in proportion of 4:7 (4 cement marble powder : 7 marble chips) by volume, including cement slurry etc. complete.
9.09 | Medium shade pigment with 50% white cement and 50% ordinary cement |  | 1 | sqm | 844.63 |  |  | Excess(+) | 1 | Full Conversion | INR | [40 empty] | 844.63 | 844.63 | INR Eight Hundred & Forty Four and Paise Sixty Three Only | 9.09 | Medium shade pigment with 50% white cement and 50% ordinary cement | 1 | sqm
9.1 | Marble chips skirting up to 30 cm height, rubbed and polished to granolithic finish, top layer 6 mm thick with white, black, chocolate, grey, yellow or green marble chips of sizes from smallest to 4 mm nominal size, laid in cement marble powder mix 3:1 (3 cement : 1 marble powder) by weight in proportion of 4:7 (4 cement marble powder mix : 7 marble chips) by volume : | [53 empty] | 9.1 | Marble chips skirting up to 30 cm height, rubbed and polished to granolithic finish, top layer 6 mm thick with white, black, chocolate, grey, yellow or green marble chips of sizes from smallest to 4 mm nominal size, laid in cement marble powder mix 3:1 (3 cement : 1 marble powder) by weight in proportion of 4:7 (4 cement marble powder mix : 7 marble chips) by volume :
9.11 | 18 mm thick with under layer 12 mm thick in cement plaster 1:3 (1 cement : 3 coarse sand) : | [53 empty] | 9.11 | 18 mm thick with under layer 12 mm thick in cement plaster 1:3 (1 cement : 3 coarse sand) :
9.12 | Medium shade pigment with 50% white cement and 50% ordinary cement |  | 1 | sqm | 1381.15 |  |  | Excess(+) | 1 | Full Conversion | INR | [40 empty] | 1381.15 | 1381.15 | INR One Thousand Three Hundred & Eighty One and Paise Fifteen Only | 9.12 | Medium shade pigment with 50% white cement and 50% ordinary cement | 1 | sqm
9.13 | Providing and fixing glass strips in joints of terrazo/ cement concrete floors. | [53 empty] | 9.13 | Providing and fixing glass strips in joints of terrazo/ cement concrete floors.
9.14 | 40 mm wide and 4 mm thick |  | 20 | metre | 69.71 |  |  | Excess(+) | 1 | Full Conversion | INR | [40 empty] | 1394.2 | 1394.2 | INR One Thousand Three Hundred & Ninety Four and Paise Twenty Only | 9.14 | 40 mm wide and 4 mm thick | 20 | metre
9.15 | Kota stone slab flooring over 20 mm (average) thick base laid over and jointed with grey cement slurry mixed with pigment to match the shade of the slab, including rubbing and polishing complete with base of cement mortar 1 : 4 (1 cement : 4 coarse sand) : | [53 empty] | 9.15 | Kota stone slab flooring over 20 mm (average) thick base laid over and jointed with grey cement slurry mixed with pigment to match the shade of the slab, including rubbing and polishing complete with base of cement mortar 1 : 4 (1 cement : 4 coarse sand) :
9.16 | 25 mm thick |  | 1 | sqm | 1496.36 |  |  | Excess(+) | 1 | Full Conversion | INR | [40 empty] | 1496.36 | 1496.36 | INR One Thousand Four Hundred & Ninety Six and Paise Thirty Six Only | 9.16 | 25 mm thick | 1 | sqm
9.17 | Kota stone slabs 20 mm thick in risers of steps, skirting, dado and pillars laid on 12 mm (average) thick cement mortar 1:3 (1 cement: 3 coarse sand) and jointed with grey cement slurry mixed with pigment to match the shade of the slabs, including rubbing and polishing complete. |  | 1 | sqm | 1787.42 |  |  | Excess(+) | 1 | Full Conversion | INR | [40 empty] | 1787.42 | 1787.42 | INR One Thousand Seven Hundred & Eighty Seven and Paise Forty Two Only | 9.17 | Kota stone slabs 20 mm thick in risers of steps, skirting, dado and pillars laid on 12 mm (average) thick cement mortar 1:3 (1 cement: 3 coarse sand) and jointed with grey cement slurry mixed with pigment to match the shade of the slabs, including rubbing and polishing complete. | 1 | sqm
9.18 | Providing and laying Ceramic glazed floor tiles of size 300x300 mm (thickness to be specified by the manufacturer) of 1st quality conforming to IS : 15622 of approved make in colours such as White, Ivory, Grey, Fume Red Brown, laid on 20 mm thick cement mortar 1:4 (1 Cement : 4 Coarse sand), Jointing with grey cement slurry @ 3.3 kg/sqm including pointing the joints with white cement and matching pigment etc., complete. |  | 20 | sqm | 820.34 |  |  | Excess(+) | 1 | Full Conversion | INR | [40 empty] | 16406.8 | 16406.8 | INR Sixteen Thousand Four Hundred & Six and Paise Eighty Only | 9.18 | Providing and laying Ceramic glazed floor tiles of size 300x300 mm (thickness to be specified by the manufacturer) of 1st quality conforming to IS : 15622 of approved make in colours such as White, Ivory, Grey, Fume Red Brown, laid on 20 mm thick cement mortar 1:4 (1 Cement : 4 Coarse sand), Jointing with grey cement slurry @ 3.3 kg/sqm including pointing the joints with white cement and matching pigment etc., complete. | 20 | sqm
9.19 | Providing and laying vitrified floor tiles in different sizes (thickness to be specified by the manufacturer) with water absorption less than 0.08% and conforming to IS: 15622, of approved make, in all colours and shades, laid on 20mm thick cement mortar 1:4 (1 cement : 4 coarse sand), jointing with grey cement slurry @ 3.3 kg/ sqm including grouting the joints with white cement and matching pigments etc., complete. | [53 empty] | 9.19 | Providing and laying vitrified floor tiles in different sizes (thickness to be specified by the manufacturer) with water absorption less than 0.08% and conforming to IS: 15622, of approved make, in all colours and shades, laid on 20mm thick cement mortar 1:4 (1 cement : 4 coarse sand), jointing with grey cement slurry @ 3.3 kg/ sqm including grouting the joints with white cement and matching pigments etc., complete.
9.2 | Size of Tile 600x600 mm |  | 4 | sqm | 1242.13 |  |  | Excess(+) | 1 | Full Conversion | INR | [40 empty] | 4968.52 | 4968.52 | INR Four Thousand Nine Hundred & Sixty Eight and Paise Fifty Two Only | 9.2 | Size of Tile 600x600 mm | 4 | sqm
9.21 | Providing and laying Vitrified tiles in different sizes (thickness to be specified by manufacturer), with water absorption less than 0.08 % and conforming to I.S. 15622, of approved make, in all colours & shade, in skirting, riser of steps, over 12 mm thick bed of cement mortar 1:3 (1 cement: 3 coarse sand), jointing with grey cement slurry @ 3.3 kg/ sqm including grouting the joint with white cement & matching pigments etc. complete. | [53 empty] | 9.21 | Providing and laying Vitrified tiles in different sizes (thickness to be specified by manufacturer), with water absorption less than 0.08 % and conforming to I.S. 15622, of approved make, in all colours & shade, in skirting, riser of steps, over 12 mm thick bed of cement mortar 1:3 (1 cement: 3 coarse sand), jointing with grey cement slurry @ 3.3 kg/ sqm including grouting the joint with white cement & matching pigments etc. complete.
9.22 | Size of Tile 600x600 mm |  | 2 | sqm | 1285.84 |  |  | Excess(+) | 1 | Full Conversion | INR | [40 empty] | 2571.68 | 2571.68 | INR Two Thousand Five Hundred & Seventy One and Paise Sixty Eight Only | 9.22 | Size of Tile 600x600 mm | 2 | sqm
9.23 | Providing and laying Vitrified tiles in different sizes (thickness to be specified by the manufacturer), with water absorption less than 0.08% and conforming to IS: 15622, of approved brand & manufacturer, in all colours and shade, in skirting, riser of steps, laid with cement based high polymer modified quick set tile adhesive (water based) conforming to IS: 15477, in average 6 mm thickness, including grouting of joints (Payment for grouting of joints to be made separately). | [53 empty] | 9.23 | Providing and laying Vitrified tiles in different sizes (thickness to be specified by the manufacturer), with water absorption less than 0.08% and conforming to IS: 15622, of approved brand & manufacturer, in all colours and shade, in skirting, riser of steps, laid with cement based high polymer modified quick set tile adhesive (water based) conforming to IS: 15477, in average 6 mm thickness, including grouting of joints (Payment for grouting of joints to be made separately).
9.24 | Size of Tile 600x600 mm |  | 2 | sqm | 1469.66 |  |  | Excess(+) | 1 | Full Conversion | INR | [40 empty] | 2939.32 | 2939.32 | INR Two Thousand Nine Hundred & Thirty Nine and Paise Thirty Two Only | 9.24 | Size of Tile 600x600 mm | 2 | sqm
9.25 | Providing and laying Vitrified tiles in floor with different sizes (thickness to be specified by the manufacturer), with water absorption less than 0.08% and conforming to IS:15622, of approved brand & manufacturer, in all colours and shade, laid with cement based high polymer modified quick set tile adhesive (water based) conforming to IS : 15477, in average 6 mm thickness, including grouting of joints (Payment for grouting of joints to be made separately). | [53 empty] | 9.25 | Providing and laying Vitrified tiles in floor with different sizes (thickness to be specified by the manufacturer), with water absorption less than 0.08% and conforming to IS:15622, of approved brand & manufacturer, in all colours and shade, laid with cement based high polymer modified quick set tile adhesive (water based) conforming to IS : 15477, in average 6 mm thickness, including grouting of joints (Payment for grouting of joints to be made separately).
9.26 | Size of Tile 600x600 mm |  | 4 | sqm | 1348.01 |  |  | Excess(+) | 1 | Full Conversion | INR | [40 empty] | 5392.04 | 5392.04 | INR Five Thousand Three Hundred & Ninety Two and Paise Four Only | 9.26 | Size of Tile 600x600 mm | 4 | sqm
10 | ROOFING | [53 empty] | 10 | ROOFING
10.01 | Providing corrugated G.S. sheet roofing including vertical / curved surface fixed with polymer coated J or L hooks, bolts and nuts 8 mm diameter with bitumen and G.I. limpet washers or with G.I. limpet washers filled with white lead, including a coat of approved steel primer and two coats of approved paint on overlapping of sheets complete (up to any pitch in horizontal/ vertical or curved surfaces), excluding the cost of purlins, rafters and trusses and including cutting to size and shape wherever required. | [53 empty] | 10.01 | Providing corrugated G.S. sheet roofing including vertical / curved surface fixed with polymer coated J or L hooks, bolts and nuts 8 mm diameter with bitumen and G.I. limpet washers or with G.I. limpet washers filled with white lead, including a coat of approved steel primer and two coats of approved paint on overlapping of sheets complete (up to any pitch in horizontal/ vertical or curved surfaces), excluding the cost of purlins, rafters and trusses and including cutting to size and shape wherever required.
10.02 | 0.63 mm thick with zinc coating not less than 275 gm/ m² |  | 2 | sqm | 857.52 |  |  | Excess(+) | 1 | Full Conversion | INR | [40 empty] | 1715.04 | 1715.04 | INR One Thousand Seven Hundred & Fifteen and Paise Four Only | 10.02 | 0.63 mm thick with zinc coating not less than 275 gm/ m² | 2 | sqm
10.03 | Providing ridges or hips of width 60 cm overall width plain G.S. sheet fixed with polymer coated J or L hooks, bolts and nuts 8 mm dia G.I. limpet and bitumen washers complete. | [53 empty] | 10.03 | Providing ridges or hips of width 60 cm overall width plain G.S. sheet fixed with polymer coated J or L hooks, bolts and nuts 8 mm dia G.I. limpet and bitumen washers complete.
10.04 | 0.63 mm thick with zinc coating not less than 275 gm/m² |  | 2 | metre | 658.35 |  |  | Excess(+) | 1 | Full Conversion | INR | [40 empty] | 1316.7 | 1316.7 | INR One Thousand Three Hundred & Sixteen and Paise Seventy Only | 10.04 | 0.63 mm thick with zinc coating not less than 275 gm/m² | 2 | metre
10.05 | Extra for providing and fixing wind ties of 40x 6 mm flat iron section. |  | 2 | metre | 143.49 |  |  | Excess(+) | 1 | Full Conversion | INR | [40 empty] | 286.98 | 286.98 | INR Two Hundred & Eighty Six and Paise Ninety Eight Only | 10.05 | Extra for providing and fixing wind ties of 40x 6 mm flat iron section. | 2 | metre
10.06 | Providing and laying brick tiles over mumty roofs, grouted with cement mortar 1:3 (1 cement : 3 fine sand) mixed with 2% of integral water proofing compound by weight of cement, over 12 mm layer of cement mortar 1:3 (1 cement : 3 fine sand) and finished neat: | [53 empty] | 10.06 | Providing and laying brick tiles over mumty roofs, grouted with cement mortar 1:3 (1 cement : 3 fine sand) mixed with 2% of integral water proofing compound by weight of cement, over 12 mm layer of cement mortar 1:3 (1 cement : 3 fine sand) and finished neat:
10.07 | With common burnt clay F.P.S. (non modular) brick tiles of class designation 10 |  | 2 | sqm | 481.41 |  |  | Excess(+) | 1 | Full Conversion | INR | [40 empty] | 962.82 | 962.82 | INR Nine Hundred & Sixty Two and Paise Eighty Two Only | 10.07 | With common burnt clay F.P.S. (non modular) brick tiles of class designation 10 | 2 | sqm
10.08 | Providing gola 75x75 mm in cement concrete 1:2:4 (1 cement : 2 coarse sand : 4 stone aggregate 10 mm and down gauge), including finishing with cement mortar 1:3 (1 cement : 3 fine sand) as per standard design : | [53 empty] | 10.08 | Providing gola 75x75 mm in cement concrete 1:2:4 (1 cement : 2 coarse sand : 4 stone aggregate 10 mm and down gauge), including finishing with cement mortar 1:3 (1 cement : 3 fine sand) as per standard design :
10.09 | In 75x75 mm deep chase |  | 2 | metre | 228.15 |  |  | Excess(+) | 1 | Full Conversion | INR | [40 empty] | 456.3 | 456.3 | INR Four Hundred & Fifty Six and Paise Thirty Only | 10.09 | In 75x75 mm deep chase | 2 | metre
10.1 | Making khurras 45x45 cm with average minimum thickness of 5 cm cement concrete 1:2:4 (1 cement : 2 coarse sand : 4 graded stone aggregate of 20 mm nominal size) over P.V.C. sheet 1 m x1 m x 400 micron, finished with 12 mm cement plaster 1:3 (1 cement : 3 coarse sand) and a coat of neat cement, rounding the edges and making and finishing the outlet complete. |  | 2 | each | 233.76 |  |  | Excess(+) | 1 | Full Conversion | INR | [40 empty] | 467.52 | 467.52 | INR Four Hundred & Sixty Seven and Paise Fifty Two Only | 10.1 | Making khurras 45x45 cm with average minimum thickness of 5 cm cement concrete 1:2:4 (1 cement : 2 coarse sand : 4 graded stone aggregate of 20 mm nominal size) over P.V.C. sheet 1 m x1 m x 400 micron, finished with 12 mm cement plaster 1:3 (1 cement : 3 coarse sand) and a coat of neat cement, rounding the edges and making and finishing the outlet complete. | 2 | each
10.11 | Providing and fixing on wall face unplasticised Rigid PVC rain water pipes conforming to IS : 13592 Type A, including jointing with seal ring conforming to IS : 5382, leaving 10 mm gap for thermal expansion, (i) Single socketed pipes. | [53 empty] | 10.11 | Providing and fixing on wall face unplasticised Rigid PVC rain water pipes conforming to IS : 13592 Type A, including jointing with seal ring conforming to IS : 5382, leaving 10 mm gap for thermal expansion, (i) Single socketed pipes.
11.12 | 110 mm diameter |  | 6 | metre | 280.36 |  |  | Excess(+) | 1 | Full Conversion | INR | [40 empty] | 1682.16 | 1682.16 | INR One Thousand Six Hundred & Eighty Two and Paise Sixteen Only | 11.12 | 110 mm diameter | 6 | metre
11.13 | Providing and fixing on wall face unplasticised - PVC moulded fittings/ accessories for unplasticised Rigid PVC rain water pipes conforming to IS : 13592 Type A, including jointing with seal ring conforming to IS : 5382, leaving 10 mm gap for thermal expansion. | [53 empty] | 11.13 | Providing and fixing on wall face unplasticised - PVC moulded fittings/ accessories for unplasticised Rigid PVC rain water pipes conforming to IS : 13592 Type A, including jointing with seal ring conforming to IS : 5382, leaving 10 mm gap for thermal expansion.
11.14 | Single tee without door | [53 empty] | 11.14 | Single tee without door
11.15 | 110x110x110 mm |  | 2 | each | 167.25 |  |  | Excess(+) | 1 | Full Conversion | INR | [40 empty] | 334.5 | 334.5 | INR Three Hundred & Thirty Four and Paise Fifty Only | 11.15 | 110x110x110 mm | 2 | each
11.16 | Bend 87.5° | [53 empty] | 11.16 | Bend 87.5°
11.17 | 110 mm bend |  | 2 | each | 115.74 |  |  | Excess(+) | 1 | Full Conversion | INR | [40 empty] | 231.48 | 231.48 | INR Two Hundred & Thirty One and Paise Forty Eight Only | 11.17 | 110 mm bend | 2 | each
11.18 | Shoe (Plain) | [53 empty] | 11.18 | Shoe (Plain)
11.19 | 110 mm Shoe |  | 2 | each | 101.67 |  |  | Excess(+) | 1 | Full Conversion | INR | [40 empty] | 203.34 | 203.34 | INR Two Hundred & Three and Paise Thirty Four Only | 11.19 | 110 mm Shoe | 2 | each
11.2 | Providing and fixing unplasticised -PVC pipe clips of approved design to unplasticised - PVC rain water pipes by means of 50x50x50 mm hard wood plugs, screwed with M.S. screws of required length, including cutting brick work and fixing in cement mortar 1:4 (1 cement : 4 coarse sand) and making good the wall etc. complete. | [53 empty] | 11.2 | Providing and fixing unplasticised -PVC pipe clips of approved design to unplasticised - PVC rain water pipes by means of 50x50x50 mm hard wood plugs, screwed with M.S. screws of required length, including cutting brick work and fixing in cement mortar 1:4 (1 cement : 4 coarse sand) and making good the wall etc. complete.
11.21 | 110 mm |  | 2 | each | 271.37 |  |  | Excess(+) | 1 | Full Conversion | INR | [40 empty] | 542.74 | 542.74 | INR Five Hundred & Forty Two and Paise Seventy Four Only | 11.21 | 110 mm | 2 | each
12 | FINISHING | [53 empty] | 12 | FINISHING
12.01 | 12 mm cement plaster of mix : | [53 empty] | 12.01 | 12 mm cement plaster of mix :
12.02 | 1:6 (1 cement: 6 coarse sand) |  | 50 | sqm | 258.09 |  |  | Excess(+) | 1 | Full Conversion | INR | [40 empty] | 12904.5 | 12904.5 | INR Twelve Thousand Nine Hundred & Four and Paise Fifty Only | 12.02 | 1:6 (1 cement: 6 coarse sand) | 50 | sqm
12.03 | 15 mm cement plaster on rough side of single or half brick wall of mix: | [53 empty] | 12.03 | 15 mm cement plaster on rough side of single or half brick wall of mix:
12.04 | 1:6 (1 cement: 6 coarse sand) |  | 50 | sqm | 297.33 |  |  | Excess(+) | 1 | Full Conversion | INR | [40 empty] | 14866.5 | 14866.5 | INR Fourteen Thousand Eight Hundred & Sixty Six and Paise Fifty Only | 12.04 | 1:6 (1 cement: 6 coarse sand) | 50 | sqm
12.05 | 12 mm cement plaster finished with a floating coat of neat cement of mix : | [53 empty] | 12.05 | 12 mm cement plaster finished with a floating coat of neat cement of mix :
12.06 | 1:4 (1 cement: 4 fine sand) |  | 2 | sqm | 316.79 |  |  | Excess(+) | 1 | Full Conversion | INR | [40 empty] | 633.58 | 633.58 | INR Six Hundred & Thirty Three and Paise Fifty Eight Only | 12.06 | 1:4 (1 cement: 4 fine sand) | 2 | sqm
12.07 | 15 mm cement plaster on rough side of single or half brick wall finished with a floating coat of neat cement of mix : | [53 empty] | 12.07 | 15 mm cement plaster on rough side of single or half brick wall finished with a floating coat of neat cement of mix :
12.08 | 1:4 (1 cement: 4 fine sand) |  | 2 | sqm | 356.07 |  |  | Excess(+) | 1 | Full Conversion | INR | [40 empty] | 712.14 | 712.14 | INR Seven Hundred & Twelve and Paise Fourteen Only | 12.08 | 1:4 (1 cement: 4 fine sand) | 2 | sqm
12.09 | 15 mm cement plaster 1:3 (1 cement: 3 coarse sand) finished with a floating coat of neat cement on the rough side of single or half brick wall. |  | 2 | sqm | 382.55 |  |  | Excess(+) | 1 | Full Conversion | INR | [40 empty] | 765.1 | 765.1 | INR Seven Hundred & Sixty Five and Paise Ten Only | 12.09 | 15 mm cement plaster 1:3 (1 cement: 3 coarse sand) finished with a floating coat of neat cement on the rough side of single or half brick wall. | 2 | sqm
12.1 | 6 mm cement plaster of mix : | [53 empty] | 12.1 | 6 mm cement plaster of mix :
12.11 | 1:3 (1 cement : 3 fine sand) |  | 5 | sqm | 221.88 |  |  | Excess(+) | 1 | Full Conversion | INR | [40 empty] | 1109.4 | 1109.4 | INR One Thousand One Hundred & Nine and Paise Forty Only | 12.11 | 1:3 (1 cement : 3 fine sand) | 5 | sqm
12.12 | 6 mm cement plaster 1:3 (1 cement : 3 fine sand) finished with a floating coat of neat cement and thick coat of Lime wash on top of walls when dry for bearing of R.C.C. slabs and beams. |  | 2 | sqm | 293.03 |  |  | Excess(+) | 1 | Full Conversion | INR | [40 empty] | 586.06 | 586.06 | INR Five Hundred & Eighty Six and Paise Six Only | 12.12 | 6 mm cement plaster 1:3 (1 cement : 3 fine sand) finished with a floating coat of neat cement and thick coat of Lime wash on top of walls when dry for bearing of R.C.C. slabs and beams. | 2 | sqm
12.13 | Neat cement punning. |  | 2 | sqm | 59.45 |  |  | Excess(+) | 1 | Full Conversion | INR | [40 empty] | 118.9 | 118.9 | INR One Hundred & Eighteen and Paise Ninety Only | 12.13 | Neat cement punning. | 2 | sqm
12.14 | Extra for providing and mixing water proofing material in cement plaster work in proportion recommended by the manufacturers. |  | 2 | per bag of 50kg cement used in the mix | 53.09 |  |  | Excess(+) | 1 | Full Conversion | INR | [40 empty] | 106.18 | 106.18 | INR One Hundred & Six and Paise Eighteen Only | 12.14 | Extra for providing and mixing water proofing material in cement plaster work in proportion recommended by the manufacturers. | 2 | per bag of 50kg cement used in the mix
12.15 | Providing and applying plaster of paris putty of 2 mm thickness over plastered surface to prepare the surface even and smooth complete. |  | 10 | sqm | 187.9 |  |  | Excess(+) | 1 | Full Conversion | INR | [40 empty] | 1879 | 1879 | INR One Thousand Eight Hundred & Seventy Nine Only | 12.15 | Providing and applying plaster of paris putty of 2 mm thickness over plastered surface to prepare the surface even and smooth complete. | 10 | sqm
12.16 | Pointing on brick work or brick flooring with cement mortar 1:3 (1 cement : 3 fine sand): | [53 empty] | 12.16 | Pointing on brick work or brick flooring with cement mortar 1:3 (1 cement : 3 fine sand):
12.17 | Flush / Ruled/ Struck or weathered pointing |  | 50 | sqm | 187.99 |  |  | Excess(+) | 1 | Full Conversion | INR | [40 empty] | 9399.5 | 9399.5 | INR Nine Thousand Three Hundred & Ninety Nine and Paise Fifty Only | 12.17 | Flush / Ruled/ Struck or weathered pointing | 50 | sqm
12.18 | Pointing on tile brick work with cement mortar 1:3 (1 cement : 3 fine sand): | [53 empty] | 12.18 | Pointing on tile brick work with cement mortar 1:3 (1 cement : 3 fine sand):
12.19 | Flush/ Ruled/ Struck or weathered pointing |  | 10 | sqm | 256.07 |  |  | Excess(+) | 1 | Full Conversion | INR | [40 empty] | 2560.7 | 2560.7 | INR Two Thousand Five Hundred & Sixty and Paise Seventy Only | 12.19 | Flush/ Ruled/ Struck or weathered pointing | 10 | sqm
12.2 | White washing with lime to give an even shade : | [53 empty] | 12.2 | White washing with lime to give an even shade :
12.21 | New work (three or more coats) |  | 30 | sqm | 28.45 |  |  | Excess(+) | 1 | Full Conversion | INR | [40 empty] | 853.5 | 853.5 | INR Eight Hundred & Fifty Three and Paise Fifty Only | 12.21 | New work (three or more coats) | 30 | sqm
12.22 | Distempering with 1st quality acrylic distemper (ready mixed) having VOC content less than 50 gms/litre, of approved manufacturer, of required shade and colour complete, as per manufacturer's specification. | [53 empty] | 12.22 | Distempering with 1st quality acrylic distemper (ready mixed) having VOC content less than 50 gms/litre, of approved manufacturer, of required shade and colour complete, as per manufacturer's specification.
12.23 | Two or more coats on new work |  | 750 | sqm | 81.32 |  |  | Excess(+) | 1 | Full Conversion | INR | [40 empty] | 60990 | 60990 | INR Sixty Thousand Nine Hundred & Ninety Only | 12.23 | Two or more coats on new work | 750 | sqm
12.24 | Finishing walls with water proofing cement paint of required shade : | [53 empty] | 12.24 | Finishing walls with water proofing cement paint of required shade :
12.25 | New work (Two or more coats applied @ 3.84 kg/10 sqm) |  | 10 | sqm | 85.58 |  |  | Excess(+) | 1 | Full Conversion | INR | [40 empty] | 855.8 | 855.8 | INR Eight Hundred & Fifty Five and Paise Eighty Only | 12.25 | New work (Two or more coats applied @ 3.84 kg/10 sqm) | 10 | sqm
12.26 | Finishing walls with Acrylic Smooth exterior paint of required shade : | [53 empty] | 12.26 | Finishing walls with Acrylic Smooth exterior paint of required shade :
12.27 | New work (Two or more coat applied @ 1.67 ltr/10 sqm over and including priming coat of exterior primer applied @ 2.20 kg/10 sqm) |  | 100 | sqm | 146.3 |  |  | Excess(+) | 1 | Full Conversion | INR | [40 empty] | 14630 | 14630 | INR Fourteen Thousand Six Hundred & Thirty Only | 12.27 | New work (Two or more coat applied @ 1.67 ltr/10 sqm over and including priming coat of exterior primer applied @ 2.20 kg/10 sqm) | 100 | sqm
12.28 | Finishing walls with Premium Acrylic Smooth exterior paint with Silicone additives of required shade: | [53 empty] | 12.28 | Finishing walls with Premium Acrylic Smooth exterior paint with Silicone additives of required shade:
12.29 | New work (Two or more coats applied @ 1.43 ltr/10 sqm over and including priming coat of exterior primer applied @ 2.20 kg/10 sqm) |  | 30 | sqm | 142.35 |  |  | Excess(+) | 1 | Full Conversion | INR | [40 empty] | 4270.5 | 4270.5 | INR Four Thousand Two Hundred & Seventy and Paise Fifty Only | 12.29 | New work (Two or more coats applied @ 1.43 ltr/10 sqm over and including priming coat of exterior primer applied @ 2.20 kg/10 sqm) | 30 | sqm
12.3 | Applying priming coat: | [53 empty] | 12.3 | Applying priming coat:
12.31 | With ready mixed pink or Grey primer of approved brand and manufacture on wood work (hard and soft wood) |  | 10 | sqm | 53.88 |  |  | Excess(+) | 1 | Full Conversion | INR | [40 empty] | 538.8 | 538.8 | INR Five Hundred & Thirty Eight and Paise Eighty Only | 12.31 | With ready mixed pink or Grey primer of approved brand and manufacture on wood work (hard and soft wood) | 10 | sqm
12.32 | With ready mixed red oxide zinc chromate primer of approved brand and manufacture on steel galvanised iron/ steel works |  | 10 | sqm | 48.66 |  |  | Excess(+) | 1 | Full Conversion | INR | [40 empty] | 486.6 | 486.6 | INR Four Hundred & Eighty Six and Paise Sixty Only | 12.32 | With ready mixed red oxide zinc chromate primer of approved brand and manufacture on steel galvanised iron/ steel works | 10 | sqm
12.33 | Finishing with Epoxy paint (two or more coats) at all locations prepared and applied as per manufacturer's specifications including appropriate priming coat, preparation of surface, etc. complete. | [53 empty] | 12.33 | Finishing with Epoxy paint (two or more coats) at all locations prepared and applied as per manufacturer's specifications including appropriate priming coat, preparation of surface, etc. complete.
12.34 | On steel work |  | 6 | sqm | 176.85 |  |  | Excess(+) | 1 | Full Conversion | INR | [40 empty] | 1061.1 | 1061.1 | INR One Thousand &Sixty One and Paise Ten Only | 12.34 | On steel work | 6 | sqm
12.35 | Painting (two or more coats) on rain water, soil waste and vent pipes and fittings with black anticorrosive bitumastic paint of approved brand and manufacture, over and including a priming of ready mixed zinc chromate yellow primer on new work: | [53 empty] | 12.35 | Painting (two or more coats) on rain water, soil waste and vent pipes and fittings with black anticorrosive bitumastic paint of approved brand and manufacture, over and including a priming of ready mixed zinc chromate yellow primer on new work:
12.36 | 100 mm diameter pipes |  | 10 | metre | 55.37 |  |  | Excess(+) | 1 | Full Conversion | INR | [40 empty] | 553.7 | 553.7 | INR Five Hundred & Fifty Three and Paise Seventy Only | 12.36 | 100 mm diameter pipes | 10 | metre
12.37 | Wall painting with acrylic emulsion paint of approved brand and manufacture to give an even shade : | [53 empty] | 12.37 | Wall painting with acrylic emulsion paint of approved brand and manufacture to give an even shade :
12.38 | Two or more coats on new work |  | 10 | sqm | 120.87 |  |  | Excess(+) | 1 | Full Conversion | INR | [40 empty] | 1208.7 | 1208.7 | INR One Thousand Two Hundred & Eight and Paise Seventy Only | 12.38 | Two or more coats on new work | 10 | sqm
12.39 | Painting with synthetic enamel paint of approved brand and manufacture to give an even shade : | [53 empty] | 12.39 | Painting with synthetic enamel paint of approved brand and manufacture to give an even shade :
12.4 | Two or more coats on new work |  | 50 | sqm | 115.26 |  |  | Excess(+) | 1 | Full Conversion | INR | [40 empty] | 5763 | 5763 | INR Five Thousand Seven Hundred & Sixty Three Only | 12.4 | Two or more coats on new work | 50 | sqm
12.41 | Painting with synthetic enamel paint of approved brand and manufacture of required colour to give an even shade : | [53 empty] | 12.41 | Painting with synthetic enamel paint of approved brand and manufacture of required colour to give an even shade :
12.42 | Two or more coats on new work over an under coat of suitable shade with ordinary paint of approved brand and manufacture |  | 50 | sqm | 167.82 |  |  | Excess(+) | 1 | Full Conversion | INR | [40 empty] | 8391 | 8391 | INR Eight Thousand Three Hundred & Ninety One Only | 12.42 | Two or more coats on new work over an under coat of suitable shade with ordinary paint of approved brand and manufacture | 50 | sqm
12.43 | French spirit polishing : | [53 empty] | 12.43 | French spirit polishing :
12.44 | Two or more coats on new works including a coat of wood filler |  | 2 | sqm | 322.93 |  |  | Excess(+) | 1 | Full Conversion | INR | [40 empty] | 645.86 | 645.86 | INR Six Hundred & Forty Five and Paise Eighty Six Only | 12.44 | Two or more coats on new works including a coat of wood filler | 2 | sqm
12.45 | Lettering with black Japan paint of approved brand and manufacture |  | 200 | per letter per cm height | 4.43 |  |  | Excess(+) | 1 | Full Conversion | INR | [40 empty] | 886 | 886 | INR Eight Hundred & Eighty Six Only | 12.45 | Lettering with black Japan paint of approved brand and manufacture | 200 | per letter per cm height
12.46 | Forming groove of uniform size from 12x12 mm and upto 25x15 mm in the top layer of washed stone grit plastered surface as per approved pattern, including providing and fixing aluminum channels of appropriate size and thickness (not less than 2 mm), nailed to the under layer with rust proof screws and nails and finishing the groove complete as per specifications and direction of the Engineer-in- Charge. |  | 4 | metre | 77.77 |  |  | Excess(+) | 1 | Full Conversion | INR | [40 empty] | 311.08 | 311.08 | INR Three Hundred & Eleven and Paise Eight Only | 12.46 | Forming groove of uniform size from 12x12 mm and upto 25x15 mm in the top layer of washed stone grit plastered surface as per approved pattern, including providing and fixing aluminum channels of appropriate size and thickness (not less than 2 mm), nailed to the under layer with rust proof screws and nails and finishing the groove complete as per specifications and direction of the Engineer-in- Charge. | 4 | metre
12.47 | Providing and applying white cement based putty of average thickness 1 mm, of approved brand and manufacturer, over the plastered wall surface to prepare the surface even and smooth complete. |  | 750 | sqm | 108.59 |  |  | Excess(+) | 1 | Full Conversion | INR | [40 empty] | 81442.5 | 81442.5 | INR Eighty One Thousand Four Hundred & Forty Two and Paise Fifty Only | 12.47 | Providing and applying white cement based putty of average thickness 1 mm, of approved brand and manufacturer, over the plastered wall surface to prepare the surface even and smooth complete. | 750 | sqm
12.48 | Applying priming coats with primer of approved brand and manufacture, having low VOC (Volatile Organic Compound ) content. | [53 empty] | 12.48 | Applying priming coats with primer of approved brand and manufacture, having low VOC (Volatile Organic Compound ) content.
12.49 | With ready mixed pink or grey primer on wood work (hard and soft wood) having VOC content less than 50 grams/ litre |  | 20 | sqm | 53.88 |  |  | Excess(+) | 1 | Full Conversion | INR | [40 empty] | 1077.6 | 1077.6 | INR One Thousand &Seventy Seven and Paise Sixty Only | 12.49 | With ready mixed pink or grey primer on wood work (hard and soft wood) having VOC content less than 50 grams/ litre | 20 | sqm
12.5 | White washing with lime to give an even shade : | [53 empty] | 12.5 | White washing with lime to give an even shade :
12.51 | Old work (two or more coats) |  | 1200 | sqm | 16.66 |  |  | Excess(+) | 1 | Full Conversion | INR | [40 empty] | 19992 | 19992 | INR Nineteen Thousand Nine Hundred & Ninety Two Only | 12.51 | Old work (two or more coats) | 1200 | sqm
12.52 | Removing white or colour wash by scrapping and sand papering and preparing the surface smooth including necessary repairs to scratches etc. complete |  | 750 | sqm | 14.34 |  |  | Excess(+) | 1 | Full Conversion | INR | [40 empty] | 10755 | 10755 | INR Ten Thousand Seven Hundred & Fifty Five Only | 12.52 | Removing white or colour wash by scrapping and sand papering and preparing the surface smooth including necessary repairs to scratches etc. complete | 750 | sqm
12.53 | Distempering with 1st quality acrylic distember (Ready mix) having VOC content less than 50 grams/ litre of approved brand and manufacture to give an even shade : | [53 empty] | 12.53 | Distempering with 1st quality acrylic distember (Ready mix) having VOC content less than 50 grams/ litre of approved brand and manufacture to give an even shade :
12.54 | Old work (one or more coats) |  | 3000 | sqm | 49.8 |  |  | Excess(+) | 1 | Full Conversion | INR | [40 empty] | 149400 | 149400 | INR One Lakh Forty Nine Thousand Four Hundred Only | 12.54 | Old work (one or more coats) | 3000 | sqm
12.55 | Removing dry or oil bound distemper, water proofing cement paint and the like by scrapping, sand papering and preparing the surface smooth including necessary repairs to scratches etc. complete. |  | 750 | sqm | 18.28 |  |  | Excess(+) | 1 | Full Conversion | INR | [40 empty] | 13710 | 13710 | INR Thirteen Thousand Seven Hundred & Ten Only | 12.55 | Removing dry or oil bound distemper, water proofing cement paint and the like by scrapping, sand papering and preparing the surface smooth including necessary repairs to scratches etc. complete. | 750 | sqm
12.56 | Wall painting with plastic emulsion paint of approved brand and manufacture to give an even shade: | [53 empty] | 12.56 | Wall painting with plastic emulsion paint of approved brand and manufacture to give an even shade:
12.57 | One or more coats on old work |  | 2 | sqm | 79.66 |  |  | Excess(+) | 1 | Full Conversion | INR | [40 empty] | 159.32 | 159.32 | INR One Hundred & Fifty Nine and Paise Thirty Two Only | 12.57 | One or more coats on old work | 2 | sqm
12.58 | Painting with synthetic enamel paint of approved brand and manufacture of required colour to give an even shade : | [53 empty] | 12.58 | Painting with synthetic enamel paint of approved brand and manufacture of required colour to give an even shade :
12.59 | One or more coats on old work |  | 1000 | sqm | 75.89 |  |  | Excess(+) | 1 | Full Conversion | INR | [40 empty] | 75890 | 75890 | INR Seventy Five Thousand Eight Hundred & Ninety Only | 12.59 | One or more coats on old work | 1000 | sqm
12.6 | French spirit polishing : | [53 empty] | 12.6 | French spirit polishing :
12.61 | One or more coats on old work |  | 2 | sqm | 162.56 |  |  | Excess(+) | 1 | Full Conversion | INR | [40 empty] | 325.12 | 325.12 | INR Three Hundred & Twenty Five and Paise Twelve Only | 12.61 | One or more coats on old work | 2 | sqm
12.62 | Finishing walls with water proofing cement paint of required shade : | [53 empty] | 12.62 | Finishing walls with water proofing cement paint of required shade :
12.63 | Old work (one or more coats applied @ 2.20 kg/10 sqm) over priming coat of primer applied @ 0.80 litrs/10 sqm complete including cost of Priming coat. |  | 10 | sqm | 82.55 |  |  | Excess(+) | 1 | Full Conversion | INR | [40 empty] | 825.5 | 825.5 | INR Eight Hundred & Twenty Five and Paise Fifty Only | 12.63 | Old work (one or more coats applied @ 2.20 kg/10 sqm) over priming coat of primer applied @ 0.80 litrs/10 sqm complete including cost of Priming coat. | 10 | sqm
12.64 | Finishing walls with Acrylic Smooth exterior paint of required shade : | [53 empty] | 12.64 | Finishing walls with Acrylic Smooth exterior paint of required shade :
12.65 | Old work (Two or more coat applied @ 1.67 ltr/ 10 sqm) on existing cement paint surface |  | 200 | sqm | 97.85 |  |  | Excess(+) | 1 | Full Conversion | INR | [40 empty] | 19570 | 19570 | INR Nineteen Thousand Five Hundred & Seventy Only | 12.65 | Old work (Two or more coat applied @ 1.67 ltr/ 10 sqm) on existing cement paint surface | 200 | sqm
12.66 | Finishing walls with Premium Acrylic Smooth exterior paint with Silicone additives of required shade | [53 empty] | 12.66 | Finishing walls with Premium Acrylic Smooth exterior paint with Silicone additives of required shade
12.67 | Old work (Two or more coats applied @ 1.43 ltr/ 10 sqm) over existing cement paint surface |  | 30 | sqm | 95.22 |  |  | Excess(+) | 1 | Full Conversion | INR | [40 empty] | 2856.6 | 2856.6 | INR Two Thousand Eight Hundred & Fifty Six and Paise Sixty Only | 12.67 | Old work (Two or more coats applied @ 1.43 ltr/ 10 sqm) over existing cement paint surface | 30 | sqm
12.68 | Melamine polishing on wood work (one or more coat). |  | 50 | sqm | 103.77 |  |  | Excess(+) | 1 | Full Conversion | INR | [40 empty] | 5188.5 | 5188.5 | INR Five Thousand One Hundred & Eighty Eight and Paise Fifty Only | 12.68 | Melamine polishing on wood work (one or more coat). | 50 | sqm
13 | REPAIRS TO BUILDING | [53 empty] | 13 | REPAIRS TO BUILDING
13.01 | Repairs to plaster of thickness 12 mm to 20 mm in patches of area 2.5 sq.meters and under, including cutting the patch in proper shape, raking out joints and preparing and plastering the surface of the walls complete, including disposal of rubbish to the dumping ground, all complete as per direction of Engineer-in-Charge. | [53 empty] | 13.01 | Repairs to plaster of thickness 12 mm to 20 mm in patches of area 2.5 sq.meters and under, including cutting the patch in proper shape, raking out joints and preparing and plastering the surface of the walls complete, including disposal of rubbish to the dumping ground, all complete as per direction of Engineer-in-Charge.
13.02 | With cement mortar 1:4 (1cement: 4 coarse sand) |  | 2 | sqm | 419.11 |  |  | Excess(+) | 1 | Full Conversion | INR | [40 empty] | 838.22 | 838.22 | INR Eight Hundred & Thirty Eight and Paise Twenty Two Only | 13.02 | With cement mortar 1:4 (1cement: 4 coarse sand) | 2 | sqm
13.03 | Fixing chowkhats in existing opening including embedding chowkhats in floors or walls cutting masonry for holdfasts, embedding hold fasts in cement concrete blocks of size 15 x 10 x 10 cm with cement concrete 1:3:6 (1 cement : 3 coarse sand : 6 graded stone aggregate 20 mm nominal size), painting two coats of approved wood preservative to sides of chowkhats and making good the damages to walls and floors as required complete, including disposal of rubbish to the dumping ground, all complete as per direction of Engineer-in-Charge. | [53 empty] | 13.03 | Fixing chowkhats in existing opening including embedding chowkhats in floors or walls cutting masonry for holdfasts, embedding hold fasts in cement concrete blocks of size 15 x 10 x 10 cm with cement concrete 1:3:6 (1 cement : 3 coarse sand : 6 graded stone aggregate 20 mm nominal size), painting two coats of approved wood preservative to sides of chowkhats and making good the damages to walls and floors as required complete, including disposal of rubbish to the dumping ground, all complete as per direction of Engineer-in-Charge.
13.04 | Door chowkhats |  | 2 | each | 1319.86 |  |  | Excess(+) | 1 | Full Conversion | INR | [40 empty] | 2639.72 | 2639.72 | INR Two Thousand Six Hundred & Thirty Nine and Paise Seventy Two Only | 13.04 | Door chowkhats | 2 | each
13.05 | Window chowkhats |  | 2 | each | 831.26 |  |  | Excess(+) | 1 | Full Conversion | INR | [40 empty] | 1662.52 | 1662.52 | INR One Thousand Six Hundred & Sixty Two and Paise Fifty Two Only | 13.05 | Window chowkhats | 2 | each
13.06 | Making the opening in brick masonry including dismantling in floor or walls by cutting masonry and making good the damages to walls, flooring and jambs complete, to match existing surface i/c disposal of mulba/ rubbish to the nearest municipal dumping ground, all complete as per direction of Engineer-in-Charge. | [53 empty] | 13.06 | Making the opening in brick masonry including dismantling in floor or walls by cutting masonry and making good the damages to walls, flooring and jambs complete, to match existing surface i/c disposal of mulba/ rubbish to the nearest municipal dumping ground, all complete as per direction of Engineer-in-Charge.
13.07 | For door/ window/ clerestory window |  | 2 | sqm | 917.97 |  |  | Excess(+) | 1 | Full Conversion | INR | [40 empty] | 1835.94 | 1835.94 | INR One Thousand Eight Hundred & Thirty Five and Paise Ninety Four Only | 13.07 | For door/ window/ clerestory window | 2 | sqm
13.08 | Renewing glass panes, with putty and nails wherever necessary including racking out the old putty: | [53 empty] | 13.08 | Renewing glass panes, with putty and nails wherever necessary including racking out the old putty:
13.09 | Float glass panes of nominal thickness 4 mm (weight not less than 10kg/sqm) |  | 2 | sqm | 825.91 |  |  | Excess(+) | 1 | Full Conversion | INR | [40 empty] | 1651.82 | 1651.82 | INR One Thousand Six Hundred & Fifty One and Paise Eighty Two Only | 13.09 | Float glass panes of nominal thickness 4 mm (weight not less than 10kg/sqm) | 2 | sqm
13.1 | Renewing glass panes, with wooden fillets wherever necessary: | [53 empty] | 13.1 | Renewing glass panes, with wooden fillets wherever necessary:
13.11 | Float glass panes of nominal thickness 4 mm (weight not less than 10kg/sqm) |  | 2 | sqm | 1184.7 |  |  | Excess(+) | 1 | Full Conversion | INR | [40 empty] | 2369.4 | 2369.4 | INR Two Thousand Three Hundred & Sixty Nine and Paise Forty Only | 13.11 | Float glass panes of nominal thickness 4 mm (weight not less than 10kg/sqm) | 2 | sqm
13.12 | Renewal of old putty of glass panes (length) |  | 2 | metre | 40.68 |  |  | Excess(+) | 1 | Full Conversion | INR | [40 empty] | 81.36 | 81.36 | INR Eighty One and Paise Thirty Six Only | 13.12 | Renewal of old putty of glass panes (length) | 2 | metre
13.13 | Refixing old glass panes with putty and nails |  | 2 | sqm | 528.76 |  |  | Excess(+) | 1 | Full Conversion | INR | [40 empty] | 1057.52 | 1057.52 | INR One Thousand &Fifty Seven and Paise Fifty Two Only | 13.13 | Refixing old glass panes with putty and nails | 2 | sqm
13.14 | Raking out joints in lime or cement mortar and preparing the surface for re-pointing or replastering, including disposal of rubbish to the dumping ground, all complete as per direction of Engineer-in-Charge. |  | 2 | sqm | 52.39 |  |  | Excess(+) | 1 | Full Conversion | INR | [40 empty] | 104.78 | 104.78 | INR One Hundred & Four and Paise Seventy Eight Only | 13.14 | Raking out joints in lime or cement mortar and preparing the surface for re-pointing or replastering, including disposal of rubbish to the dumping ground, all complete as per direction of Engineer-in-Charge. | 2 | sqm
13.15 | Flush pointing with cement mortar 1:3 (1 cement : 3 fine sand) mixed with 2% of integral water proofing compound by weight of cement for flat tile bricks on top of mud phaska : | [53 empty] | 13.15 | Flush pointing with cement mortar 1:3 (1 cement : 3 fine sand) mixed with 2% of integral water proofing compound by weight of cement for flat tile bricks on top of mud phaska :
13.16 | With F.P.S. brick tiles |  | 2 | sqm | 100.57 |  |  | Excess(+) | 1 | Full Conversion | INR | [40 empty] | 201.14 | 201.14 | INR Two Hundred & One and Paise Fourteen Only | 13.16 | With F.P.S. brick tiles | 2 | sqm
13.17 | Renewing Wrought iron or M.S. Wheel or roller of steel door or gate and fitting and fixing the same with necessary clamps, nuts and bolts/welding and erection etc. complete. | [53 empty] | 13.17 | Renewing Wrought iron or M.S. Wheel or roller of steel door or gate and fitting and fixing the same with necessary clamps, nuts and bolts/welding and erection etc. complete.
13.18 | Wheel 50 mm dia and below |  | 2 | per wheel | 132.35 |  |  | Excess(+) | 1 | Full Conversion | INR | [40 empty] | 264.7 | 264.7 | INR Two Hundred & Sixty Four and Paise Seventy Only | 13.18 | Wheel 50 mm dia and below | 2 | per wheel
13.19 | Wheel above 50 mm dia |  | 2 | per wheel | 221.83 |  |  | Excess(+) | 1 | Full Conversion | INR | [40 empty] | 443.66 | 443.66 | INR Four Hundred & Forty Three and Paise Sixty Six Only | 13.19 | Wheel above 50 mm dia | 2 | per wheel
13.2 | Providing and fixing double scaffolding system (cup lock type) on the exterior side, up to seven story height made with 40 mm dia M.S. tube 1.5 m centre to centre, horizontal & vertical tubes joining with cup & lock system with M.S. tubes, M.S. tube challies, M.S. clamps and M.S. staircase system in the scaffolding for working platform etc. and maintaining it in a serviceable condition for the required duration as approved and removing it there after .The scaffolding system shall be stiffened with bracings, runners, connection with the building etc wherever required for inspection of work at required locations with essential safety features for the workmen etc. complete as per directions and approval of Engineer- in-charge .The elevational area of the scaffolding shall be measured for payment purpose .The payment will be made once irrespective of duration of scaffolding. |  | 10 | sqm | 249.89 |  |  | Excess(+) | 1 | Full Conversion | INR | [40 empty] | 2498.9 | 2498.9 | INR Two Thousand Four Hundred & Ninety Eight and Paise Ninety Only | 13.2 | Providing and fixing double scaffolding system (cup lock type) on the exterior side, up to seven story height made with 40 mm dia M.S. tube 1.5 m centre to centre, horizontal & vertical tubes joining with cup & lock system with M.S. tubes, M.S. tube challies, M.S. clamps and M.S. staircase system in the scaffolding for working platform etc. and maintaining it in a serviceable condition for the required duration as approved and removing it there after .The scaffolding system shall be stiffened with bracings, runners, connection with the building etc wherever required for inspection of work at required locations with essential safety features for the workmen etc. complete as per directions and approval of Engineer- in-charge .The elevational area of the scaffolding shall be measured for payment purpose .The payment will be made once irrespective of duration of scaffolding. | 10 | sqm
13.21 | Cleaning of terrace/loft water storage tank (inside surface area) upto 2000 litre capacity at all heights with coconut brushes, duster etc., removal of silt, rubbish from the tank and cleaning the tank with fresh water disinfecting with bleaching powder @ 0.5gm per litre capacity of tank including marking the date of cleaning on the side of tank body with the help of stencil and paint and disposing of malba all complete as per direction of Engineer-in-Charge. (The old date already written on tank should be removed with paint remover or black paint and if date is not written with the stencil or old date is not removed deduction will be made @ Rs. 0.10 per litre) (if during cleaning any GI fittings or ball cock is damaged that is to be repaired by contractor at his own cost and nothing extra will be paid on this account) |  | 500 | litre | 0.35 |  |  | Excess(+) | 1 | Full Conversion | INR | [40 empty] | 175 | 175 | INR One Hundred & Seventy Five Only | 13.21 | Cleaning of terrace/loft water storage tank (inside surface area) upto 2000 litre capacity at all heights with coconut brushes, duster etc., removal of silt, rubbish from the tank and cleaning the tank with fresh water disinfecting with bleaching powder @ 0.5gm per litre capacity of tank including marking the date of cleaning on the side of tank body with the help of stencil and paint and disposing of malba all complete as per direction of Engineer-in-Charge. (The old date already written on tank should be removed with paint remover or black paint and if date is not written with the stencil or old date is not removed deduction will be made @ Rs. 0.10 per litre) (if during cleaning any GI fittings or ball cock is damaged that is to be repaired by contractor at his own cost and nothing extra will be paid on this account) | 500 | litre
13.22 | Cleaning of under ground sump, Over Head R.C.C. Tank ( independent staging) including disposal of slit and rubbish, all as per direction of Engineer-in-Charge. The cleaning shall consist following operations:- (i) Tank shall be emptied of water by pumping & bottom shall be cleaned of silt and other deposits. (ii) Entire surface area of the sump shall then scrubbed thoroughly with wire brush etc. and pressure washed with water. (iii) Chlorination of RCC internal surface by liquid chlorine. (iv) The treated surface shall be dried using air jetting and all loose particles shall be removal from the surface. (v) Finally the surface shall be treated with ultraviolet radiation etc. as per direction of Engineer-in-Charge. |  | 10 | sqm | 62.52 |  |  | Excess(+) | 1 | Full Conversion | INR | [40 empty] | 625.2 | 625.2 | INR Six Hundred & Twenty Five and Paise Twenty Only | 13.22 | Cleaning of under ground sump, Over Head R.C.C. Tank ( independent staging) including disposal of slit and rubbish, all as per direction of Engineer-in-Charge. The cleaning shall consist following operations:- (i) Tank shall be emptied of water by pumping & bottom shall be cleaned of silt and other deposits. (ii) Entire surface area of the sump shall then scrubbed thoroughly with wire brush etc. and pressure washed with water. (iii) Chlorination of RCC internal surface by liquid chlorine. (iv) The treated surface shall be dried using air jetting and all loose particles shall be removal from the surface. (v) Finally the surface shall be treated with ultraviolet radiation etc. as per direction of Engineer-in-Charge. | 10 | sqm
13.23 | Disconnecting damaged overhead/terrace PVC water storage tank of any size from water supply line and removing from the terrace including shifting at ground level as per direction of Engineer-in-charge. |  | 2 | each | 313.5 |  |  | Excess(+) | 1 | Full Conversion | INR | [40 empty] | 627 | 627 | INR Six Hundred & Twenty Seven Only | 13.23 | Disconnecting damaged overhead/terrace PVC water storage tank of any size from water supply line and removing from the terrace including shifting at ground level as per direction of Engineer-in-charge. | 2 | each
13.24 | Providing & fixing White vitreous china water closet squatting pan (Indian type) along with "S" or "P" trap including dismantling of old WC seat and "S" or "P" trap at site complete with all operations including all necessary materials, labour and disposal of dismantled material i/c malba, all complete as per the direction of Engineer-in charge. | [53 empty] | 13.24 | Providing & fixing White vitreous china water closet squatting pan (Indian type) along with "S" or "P" trap including dismantling of old WC seat and "S" or "P" trap at site complete with all operations including all necessary materials, labour and disposal of dismantled material i/c malba, all complete as per the direction of Engineer-in charge.
13.25 | Orissa pattern W.C Pan of size 580x440 mm |  | 2 | each | 3376.28 |  |  | Excess(+) | 1 | Full Conversion | INR | [40 empty] | 6752.56 | 6752.56 | INR Six Thousand Seven Hundred & Fifty Two and Paise Fifty Six Only | 13.25 | Orissa pattern W.C Pan of size 580x440 mm | 2 | each
13.26 | Cutting holes of required size in brick masonry wall for fixing of exhaust fan including providing and fixing 300 mm dia PVC pipe conforming BIS-12818 and making good the same etc. complete as per direction of Engineer-in-charge. |  | 2 | each | 213.15 |  |  | Excess(+) | 1 | Full Conversion | INR | [40 empty] | 426.3 | 426.3 | INR Four Hundred & Twenty Six and Paise Thirty Only | 13.26 | Cutting holes of required size in brick masonry wall for fixing of exhaust fan including providing and fixing 300 mm dia PVC pipe conforming BIS-12818 and making good the same etc. complete as per direction of Engineer-in-charge. | 2 | each
13.27 | Dismantling W.C. Pan of all sizes including disposal of dismantled materials i/c malba all complete as per directions of Engineer-in- Charge. |  | 2 | each | 97.06 |  |  | Excess(+) | 1 | Full Conversion | INR | [40 empty] | 194.12 | 194.12 | INR One Hundred & Ninety Four and Paise Twelve Only | 13.27 | Dismantling W.C. Pan of all sizes including disposal of dismantled materials i/c malba all complete as per directions of Engineer-in- Charge. | 2 | each
13.28 | Hacking of CC flooring including cleaning for surface etc. complete as per direction of the Engineer-in-Charge. |  | 20 | sqm | 2.5 |  |  | Excess(+) | 1 | Full Conversion | INR | [40 empty] | 50 | 50 | INR Fifty Only | 13.28 | Hacking of CC flooring including cleaning for surface etc. complete as per direction of the Engineer-in-Charge. | 20 | sqm
13.29 | Dismantling 15 to 40 mm dia G.I. pipe including stacking of dismantled pipes (within 50 metres lead) as per direction of Engineer- in-Charge. (a) Internal Work- Exposed on wall |  | 50 | metre | 2.5 |  |  | Excess(+) | 1 | Full Conversion | INR | [40 empty] | 125 | 125 | INR One Hundred & Twenty Five Only | 13.29 | Dismantling 15 to 40 mm dia G.I. pipe including stacking of dismantled pipes (within 50 metres lead) as per direction of Engineer- in-Charge. (a) Internal Work- Exposed on wall | 50 | metre
13.3 | Taking out existing wooden door shutter, repair by cutting, painting etc. and refixing of repaired door shutters to existing door frames, including replacement of hinges with screws, etc. as required, all complete as per the direction of the Engineer-in-charge. |  | 10 | each | 285.8 |  |  | Excess(+) | 1 | Full Conversion | INR | [40 empty] | 2858 | 2858 | INR Two Thousand Eight Hundred & Fifty Eight Only | 13.3 | Taking out existing wooden door shutter, repair by cutting, painting etc. and refixing of repaired door shutters to existing door frames, including replacement of hinges with screws, etc. as required, all complete as per the direction of the Engineer-in-charge. | 10 | each
13.31 | Dismantling and Demolishing | [53 empty] | 13.31 | Dismantling and Demolishing
13.32 | Demolishing lime concrete manually/ by mechanical means and disposal of material within 50 metres lead as per direction of Engineer- in-charge. |  | 2 | cum | 615.48 |  |  | Excess(+) | 1 | Full Conversion | INR | [40 empty] | 1230.96 | 1230.96 | INR One Thousand Two Hundred & Thirty and Paise Ninety Six Only | 13.32 | Demolishing lime concrete manually/ by mechanical means and disposal of material within 50 metres lead as per direction of Engineer- in-charge. | 2 | cum
13.33 | Demolishing cement concrete manually/ by mechanical means including disposal of material within 50 metres lead as per direction of Engineer - in - charge. | [53 empty] | 13.33 | Demolishing cement concrete manually/ by mechanical means including disposal of material within 50 metres lead as per direction of Engineer - in - charge.
13.34 | Nominal concrete 1:3:6 or richer mix (i/c equivalent design mix) |  | 2 | cum | 1759.84 |  |  | Excess(+) | 1 | Full Conversion | INR | [40 empty] | 3519.68 | 3519.68 | INR Three Thousand Five Hundred & Nineteen and Paise Sixty Eight Only | 13.34 | Nominal concrete 1:3:6 or richer mix (i/c equivalent design mix) | 2 | cum
13.35 | Nominal concrete 1:4:8 or leaner mix (i/c equivalent design mix) |  | 2 | cum | 1086.89 |  |  | Excess(+) | 1 | Full Conversion | INR | [40 empty] | 2173.78 | 2173.78 | INR Two Thousand One Hundred & Seventy Three and Paise Seventy Eight Only | 13.35 | Nominal concrete 1:4:8 or leaner mix (i/c equivalent design mix) | 2 | cum
13.36 | Demolishing R.C.C. work manually/ by mechanical means including stacking of steel bars and disposal of unserviceable material within 50 metres lead as per direction of Engineer - in- charge. |  | 1 | cum | 2567.38 |  |  | Excess(+) | 1 | Full Conversion | INR | [40 empty] | 2567.38 | 2567.38 | INR Two Thousand Five Hundred & Sixty Seven and Paise Thirty Eight Only | 13.36 | Demolishing R.C.C. work manually/ by mechanical means including stacking of steel bars and disposal of unserviceable material within 50 metres lead as per direction of Engineer - in- charge. | 1 | cum
13.37 | Demolishing R.B. work manually/ by mechanical means including stacking of steel bars and disposal of unserviceable material within 50 metres lead as per direction of Engineer-in- charge. |  | 0.5 | cum | 2296.76 |  |  | Excess(+) | 1 | Full Conversion | INR | [40 empty] | 1148.38 | 1148.38 | INR One Thousand One Hundred & Forty Eight and Paise Thirty Eight Only | 13.37 | Demolishing R.B. work manually/ by mechanical means including stacking of steel bars and disposal of unserviceable material within 50 metres lead as per direction of Engineer-in- charge. | 0.5 | cum
13.38 | Demolishing brick work manually/ by mechanical means including stacking of serviceable material and disposal of unserviceable material within 50 metres lead as per direction of Engineer-in-charge. | [53 empty] | 13.38 | Demolishing brick work manually/ by mechanical means including stacking of serviceable material and disposal of unserviceable material within 50 metres lead as per direction of Engineer-in-charge.
13.39 | In cement mortar |  | 1 | cum | 1489.22 |  |  | Excess(+) | 1 | Full Conversion | INR | [40 empty] | 1489.22 | 1489.22 | INR One Thousand Four Hundred & Eighty Nine and Paise Twenty Two Only | 13.39 | In cement mortar | 1 | cum
13.4 | Removing mortar from bricks and cleaning bricks including stacking within a lead of 50 m (stacks of cleaned bricks shall be measured): | [53 empty] | 13.4 | Removing mortar from bricks and cleaning bricks including stacking within a lead of 50 m (stacks of cleaned bricks shall be measured):
13.41 | From brick work in cement mortar |  | 1000 | 1000 Nos | 4841.96 |  |  | Excess(+) | 1 | Full Conversion | INR | [40 empty] | 4841.96 | 4841.96 | INR Four Thousand Eight Hundred & Forty One and Paise Ninety Six Only | 13.41 | From brick work in cement mortar | 1000 | 1000 Nos
13.42 | Dismantling doors, windows and clerestory windows (steel or wood) shutter including chowkhats, architrave, holdfasts etc. complete and stacking within 50 metres lead : | [53 empty] | 13.42 | Dismantling doors, windows and clerestory windows (steel or wood) shutter including chowkhats, architrave, holdfasts etc. complete and stacking within 50 metres lead :
13.43 | Of area 3 sq. metres and below |  | 10 | each | 265.41 |  |  | Excess(+) | 1 | Full Conversion | INR | [40 empty] | 2654.1 | 2654.1 | INR Two Thousand Six Hundred & Fifty Four and Paise Ten Only | 13.43 | Of area 3 sq. metres and below | 10 | each
13.44 | Taking out doors, windows and clerestory window shutters (steel or wood) including stacking within 50 metres lead : | [53 empty] | 13.44 | Taking out doors, windows and clerestory window shutters (steel or wood) including stacking within 50 metres lead :
13.45 | Of area 3 sq. metres and below |  | 10 | each | 103.73 |  |  | Excess(+) | 1 | Full Conversion | INR | [40 empty] | 1037.3 | 1037.3 | INR One Thousand &Thirty Seven and Paise Thirty Only | 13.45 | Of area 3 sq. metres and below | 10 | each
13.46 | Dismantling steel work in single sections including dismembering and stacking within 50 metres lead in: | [53 empty] | 13.46 | Dismantling steel work in single sections including dismembering and stacking within 50 metres lead in:
13.47 | Channels, angles, tees and flats |  | 10 | kg | 1.67 |  |  | Excess(+) | 1 | Full Conversion | INR | [40 empty] | 16.7 | 16.7 | INR Sixteen and Paise Seventy Only | 13.47 | Channels, angles, tees and flats | 10 | kg
13.48 | Dismantling steel work in built up sections in angles, tees, flats and channels including all gusset plates, bolts, nuts, cutting rivets, welding etc. including dismembering and stacking within 50 metres lead. |  | 10 | kg | 4.08 |  |  | Excess(+) | 1 | Full Conversion | INR | [40 empty] | 40.8 | 40.8 | INR Forty and Paise Eighty Only | 13.48 | Dismantling steel work in built up sections in angles, tees, flats and channels including all gusset plates, bolts, nuts, cutting rivets, welding etc. including dismembering and stacking within 50 metres lead. | 10 | kg
13.49 | Dismantling steel work manually/ by mechanical means in built up sections without dismembering and stacking within 50 metres lead as per direction of Engineer-in-charge. |  | 2 | kg | 2.81 |  |  | Excess(+) | 1 | Full Conversion | INR | [40 empty] | 5.62 | 5.62 | INR Five and Paise Sixty Two Only | 13.49 | Dismantling steel work manually/ by mechanical means in built up sections without dismembering and stacking within 50 metres lead as per direction of Engineer-in-charge. | 2 | kg
13.5 | Dismantling tile work in floors and roofs laid in cement mortar including stacking material within 50 metres lead. | [53 empty] | 13.5 | Dismantling tile work in floors and roofs laid in cement mortar including stacking material within 50 metres lead.
13.51 | For thickness of tiles 10 mm to 25 mm |  | 4 | sqm | 53.05 |  |  | Excess(+) | 1 | Full Conversion | INR | [40 empty] | 212.2 | 212.2 | INR Two Hundred & Twelve and Paise Twenty Only | 13.51 | For thickness of tiles 10 mm to 25 mm | 4 | sqm
13.52 | For thickness of tiles above 25 mm and up to 40 mm |  | 4 | sqm | 81.89 |  |  | Excess(+) | 1 | Full Conversion | INR | [40 empty] | 327.56 | 327.56 | INR Three Hundred & Twenty Seven and Paise Fifty Six Only | 13.52 | For thickness of tiles above 25 mm and up to 40 mm | 4 | sqm
13.53 | Demolishing brick tile covering in terracing including stacking of serviceable material and disposal of unserviceable material within 50 metres lead. |  | 10 | sqm | 76.11 |  |  | Excess(+) | 1 | Full Conversion | INR | [40 empty] | 761.1 | 761.1 | INR Seven Hundred & Sixty One and Paise Ten Only | 13.53 | Demolishing brick tile covering in terracing including stacking of serviceable material and disposal of unserviceable material within 50 metres lead. | 10 | sqm
13.54 | Dismantling and stacking within 50 metres lead, fencing posts or struts including all earth work and dismantling of concrete etc. in base of: | [53 empty] | 13.54 | Dismantling and stacking within 50 metres lead, fencing posts or struts including all earth work and dismantling of concrete etc. in base of:
13.55 | T' or 'L' iron or pipe |  | 10 | each | 169.18 |  |  | Excess(+) | 1 | Full Conversion | INR | [40 empty] | 1691.8 | 1691.8 | INR One Thousand Six Hundred & Ninety One and Paise Eighty Only | 13.55 | T' or 'L' iron or pipe | 10 | each
13.56 | Dismantling barbed wire or flexible wire rope in fencing including making rolls and stacking within 50 metres lead. |  | 20 | kg | 26.61 |  |  | Excess(+) | 1 | Full Conversion | INR | [40 empty] | 532.2 | 532.2 | INR Five Hundred & Thirty Two and Paise Twenty Only | 13.56 | Dismantling barbed wire or flexible wire rope in fencing including making rolls and stacking within 50 metres lead. | 20 | kg
13.57 | Dismantling G.I. pipes (external work) including excavation and refilling trenches after taking out the pipes, manually/ by mechanical means including stacking of pipes within 50 metres lead as per direction of Engineer-in-charge : | [53 empty] | 13.57 | Dismantling G.I. pipes (external work) including excavation and refilling trenches after taking out the pipes, manually/ by mechanical means including stacking of pipes within 50 metres lead as per direction of Engineer-in-charge :
13.58 | 15 mm to 40 mm nominal bore |  | 20 | metre | 108.81 |  |  | Excess(+) | 1 | Full Conversion | INR | [40 empty] | 2176.2 | 2176.2 | INR Two Thousand One Hundred & Seventy Six and Paise Twenty Only | 13.58 | 15 mm to 40 mm nominal bore | 20 | metre
13.59 | Dismantling C.I. pipes including excavation and refilling trenches after taking out the pipes, manually/ by mechanical means breaking lead caulked joints, melting of lead and making into blocks including stacking of pipes & lead at site within 50 metre lead as per direction of Engineer-in-charge: | [53 empty] | 13.59 | Dismantling C.I. pipes including excavation and refilling trenches after taking out the pipes, manually/ by mechanical means breaking lead caulked joints, melting of lead and making into blocks including stacking of pipes & lead at site within 50 metre lead as per direction of Engineer-in-charge:
13.6 | Up to 150 mm diameter |  | 2 | metre | 298.73 |  |  | Excess(+) | 1 | Full Conversion | INR | [40 empty] | 597.46 | 597.46 | INR Five Hundred & Ninety Seven and Paise Forty Six Only | 13.6 | Up to 150 mm diameter | 2 | metre
13.61 | Dismantling of flushing cistern of all types (C.I./PVC/Vitrious China) including stacking of useful materials near the site and disposal of unserviceable materials within 50 metres lead. |  | 2 | each | 652.87 |  |  | Excess(+) | 1 | Full Conversion | INR | [40 empty] | 1305.74 | 1305.74 | INR One Thousand Three Hundred & Five and Paise Seventy Four Only | 13.61 | Dismantling of flushing cistern of all types (C.I./PVC/Vitrious China) including stacking of useful materials near the site and disposal of unserviceable materials within 50 metres lead. | 2 | each
13.62 | Dismantling old plaster or skirting raking out joints and cleaning the surface for plaster including disposal of rubbish to the dumping ground within 50 metres lead. |  | 100 | sqm | 39.5 |  |  | Excess(+) | 1 | Full Conversion | INR | [40 empty] | 3950 | 3950 | INR Three Thousand Nine Hundred & Fifty Only | 13.62 | Dismantling old plaster or skirting raking out joints and cleaning the surface for plaster including disposal of rubbish to the dumping ground within 50 metres lead. | 100 | sqm
13.63 | Disposal of building rubbish / malba / similar unserviceable, dismantled or waste materials by mechanical means, including loading, transporting, unloading to approved municipal dumping ground or as approved by Engineer-in-charge, beyond 50 m initial lead, for all leads including all lifts involved. |  | 10 | cum | 192.33 |  |  | Excess(+) | 1 | Full Conversion | INR | [40 empty] | 1923.3 | 1923.3 | INR One Thousand Nine Hundred & Twenty Three and Paise Thirty Only | 13.63 | Disposal of building rubbish / malba / similar unserviceable, dismantled or waste materials by mechanical means, including loading, transporting, unloading to approved municipal dumping ground or as approved by Engineer-in-charge, beyond 50 m initial lead, for all leads including all lifts involved. | 10 | cum
14 | ROAD WORK | [53 empty] | 14 | ROAD WORK
14.01 | Fencing with angle iron post placed at required distance embedded in cement concrete blocks, every 15th post, last but one end post and corner post shall be strutted on both sides and end post on one side only and provided with horizontal lines and two diagonals interwoven with horizontal wires, of barbed wire weighing 9.38 kg per 100 m (minimum), between the two posts fitted and fixed with G.I. staples, turn buckles etc. complete. (Cost of posts, struts, earth work and concrete work to be paid for separately). Payment to be made per metre cost of total length of barbed wire used. | [53 empty] | 14.01 | Fencing with angle iron post placed at required distance embedded in cement concrete blocks, every 15th post, last but one end post and corner post shall be strutted on both sides and end post on one side only and provided with horizontal lines and two diagonals interwoven with horizontal wires, of barbed wire weighing 9.38 kg per 100 m (minimum), between the two posts fitted and fixed with G.I. staples, turn buckles etc. complete. (Cost of posts, struts, earth work and concrete work to be paid for separately). Payment to be made per metre cost of total length of barbed wire used.
14.02 | With G.I. barbed wire |  | 100 | metre | 17.19 |  |  | Excess(+) | 1 | Full Conversion | INR | [40 empty] | 1719 | 1719 | INR One Thousand Seven Hundred & Nineteen Only | 14.02 | With G.I. barbed wire | 100 | metre
14.03 | Supplying at site Angle iron post & strut of required size including bottom to be split and bent at right angle in opposite direction for 10 cm length and drilling holes upto 10 mm dia. etc. complete. |  | 30 | kg | 87.64 |  |  | Excess(+) | 1 | Full Conversion | INR | [40 empty] | 2629.2 | 2629.2 | INR Two Thousand Six Hundred & Twenty Nine and Paise Twenty Only | 14.03 | Supplying at site Angle iron post & strut of required size including bottom to be split and bent at right angle in opposite direction for 10 cm length and drilling holes upto 10 mm dia. etc. complete. | 30 | kg
14.04 | Painting road surface marking with adequate nos of coats to give uniform finish with ready mixed road marking paint conforming to IS : 164, on bituminous surface in white/yellow shade, including cleaning the surface of all dirt, scales, oil, grease and foreign material etc. complete. | [53 empty] | 14.04 | Painting road surface marking with adequate nos of coats to give uniform finish with ready mixed road marking paint conforming to IS : 164, on bituminous surface in white/yellow shade, including cleaning the surface of all dirt, scales, oil, grease and foreign material etc. complete.
14.05 | New work (Two or more coats) |  | 2 | sqm | 210.39 |  |  | Excess(+) | 1 | Full Conversion | INR | [40 empty] | 420.78 | 420.78 | INR Four Hundred & Twenty and Paise Seventy Eight Only | 14.05 | New work (Two or more coats) | 2 | sqm
14.06 | Old work (One or more coats) |  | 10 | sqm | 138.19 |  |  | Excess(+) | 1 | Full Conversion | INR | [40 empty] | 1381.9 | 1381.9 | INR One Thousand Three Hundred & Eighty One and Paise Ninety Only | 14.06 | Old work (One or more coats) | 10 | sqm
14.07 | Providing and laying 60mm thick faciory made cement concrete interlocking paver block of M -30 grade made by block making machine with strong vibratory compaction, of approved size, design & shape, laid in required colour and pattern over and including 50mm thick compacted bed of coarse sand, filling the joints with line sand etc. all complete as per the direction of Engineer-in-charge. |  | 10 | sqm | 833.84 |  |  | Excess(+) | 1 | Full Conversion | INR | [40 empty] | 8338.4 | 8338.4 | INR Eight Thousand Three Hundred & Thirty Eight and Paise Forty Only | 14.07 | Providing and laying 60mm thick faciory made cement concrete interlocking paver block of M -30 grade made by block making machine with strong vibratory compaction, of approved size, design & shape, laid in required colour and pattern over and including 50mm thick compacted bed of coarse sand, filling the joints with line sand etc. all complete as per the direction of Engineer-in-charge. | 10 | sqm
14.08 | Providing and laying at or near ground level factory made kerb stone of M-25 grade cement concrete in position to the required line, level and curvature, jointed with cement mortar 1:3 (1 cement: 3 coarse sand), including making joints with or without grooves (thickness of joints except at sharp curve shall not to more than 5mm), including making drainage opening wherever required complete etc. as per direction of Engineer-in-charge (length of finished kerb edging shall be measured for payment). (Precast C.C. kerb stone shall be approved by Engineer-in-charge). |  | 1 | cum | 7552.43 |  |  | Excess(+) | 1 | Full Conversion | INR | [40 empty] | 7552.43 | 7552.43 | INR Seven Thousand Five Hundred & Fifty Two and Paise Forty Three Only | 14.08 | Providing and laying at or near ground level factory made kerb stone of M-25 grade cement concrete in position to the required line, level and curvature, jointed with cement mortar 1:3 (1 cement: 3 coarse sand), including making joints with or without grooves (thickness of joints except at sharp curve shall not to more than 5mm), including making drainage opening wherever required complete etc. as per direction of Engineer-in-charge (length of finished kerb edging shall be measured for payment). (Precast C.C. kerb stone shall be approved by Engineer-in-charge). | 1 | cum
14.09 | Providing and fixing G.I. chain link fabric fencing of required width in mesh size 50x50 mm including strengthening with 2 mm dia wire or nuts, bolts and washers as required complete as per the direction of Engineer-in-charge. | [53 empty] | 14.09 | Providing and fixing G.I. chain link fabric fencing of required width in mesh size 50x50 mm including strengthening with 2 mm dia wire or nuts, bolts and washers as required complete as per the direction of Engineer-in-charge.
14.1 | Made of G.I. wire of dia 4 mm |  | 2 | sqm | 753.62 |  |  | Excess(+) | 1 | Full Conversion | INR | [40 empty] | 1507.24 | 1507.24 | INR One Thousand Five Hundred & Seven and Paise Twenty Four Only | 14.1 | Made of G.I. wire of dia 4 mm | 2 | sqm
14.11 | Providing and erecting 2.00 metre high temporary barricading at site; each panel of size 2.50mx2.00m made of 40x40x6mm angle iron or 50x50x3mm hollow MS tube posts/horizontal members/bracings covered with 1.63mm thick MS sheet. The sheet shall be fixed with 30x5mm MS flat by suitable welding/riveting. The panels shall be made so that gap of 50cm above the ground is available making overall height as 2.5m. MS channel ISLC 75 @ 5.70 kg/m, 50cm long shall be provided at the bottom having oval shaped holes of size 50x25mm at both ends with 50cm long MS angle 40x40x6mm bracing. Suitable arrangement shall be made to fix the barricading to avoid from overturning by providing 250mm long expansion fasteners at both ends. The work shall be executed as per drawing/direction of Engineer-in-Charge which includes writing and painting, arrangement for traffic diversion such as traffic signals during construction at site for day and night, glow lamps, reflective signs, marking, flags, caution tape as directed by the Engineer-in-Charge. The barricading provided shall be retained in position at site continuously i/c shifting of barricading from one location to another location as many times as required during the execution of the entire work till its completion. Rate include its maintenance for damages, painting, all incidentals, labour materials, equipments and works required to execute the job. The barricading shall not be removed without prior approval of Engineer- in-Charge. (Note :- One time payment shall be made for providing barricading from start of work till completion of work i/c shifting. The barricading provided shall remain to be the property of the contractor on completion of the work). |  | 10 | metre | 2479.09 |  |  | Excess(+) | 1 | Full Conversion | INR | [40 empty] | 24790.9 | 24790.9 | INR Twenty Four Thousand Seven Hundred & Ninety and Paise Ninety Only | 14.11 | Providing and erecting 2.00 metre high temporary barricading at site; each panel of size 2.50mx2.00m made of 40x40x6mm angle iron or 50x50x3mm hollow MS tube posts/horizontal members/bracings covered with 1.63mm thick MS sheet. The sheet shall be fixed with 30x5mm MS flat by suitable welding/riveting. The panels shall be made so that gap of 50cm above the ground is available making overall height as 2.5m. MS channel ISLC 75 @ 5.70 kg/m, 50cm long shall be provided at the bottom having oval shaped holes of size 50x25mm at both ends with 50cm long MS angle 40x40x6mm bracing. Suitable arrangement shall be made to fix the barricading to avoid from overturning by providing 250mm long expansion fasteners at both ends. The work shall be executed as per drawing/direction of Engineer-in-Charge which includes writing and painting, arrangement for traffic diversion such as traffic signals during construction at site for day and night, glow lamps, reflective signs, marking, flags, caution tape as directed by the Engineer-in-Charge. The barricading provided shall be retained in position at site continuously i/c shifting of barricading from one location to another location as many times as required during the execution of the entire work till its completion. Rate include its maintenance for damages, painting, all incidentals, labour materials, equipments and works required to execute the job. The barricading shall not be removed without prior approval of Engineer- in-Charge. (Note :- One time payment shall be made for providing barricading from start of work till completion of work i/c shifting. The barricading provided shall remain to be the property of the contractor on completion of the work). | 10 | metre
14.12 | Taking out existing kerb stones of all types from footpath/ central verge, including removal of mortar etc., disposal of unserviceable material to the dumping ground, for which payment shall be made separately and stacking of serviceable material within 50 metre lead as per direction of Engineer-in-Charge. |  | 30 | metre | 28.41 |  |  | Excess(+) | 1 | Full Conversion | INR | [40 empty] | 852.3 | 852.3 | INR Eight Hundred & Fifty Two and Paise Thirty Only | 14.12 | Taking out existing kerb stones of all types from footpath/ central verge, including removal of mortar etc., disposal of unserviceable material to the dumping ground, for which payment shall be made separately and stacking of serviceable material within 50 metre lead as per direction of Engineer-in-Charge. | 30 | metre
14.13 | Taking out existing CC interlocking paver blocks from footpath/ central verge, including removal of rubbish etc., disposal of unserviceable material to the dumping ground, for which payment shall be made separately and stacking of serviceable material within 50 metre lead as per direction of Engineer-in-Charge. |  | 10 | sqm | 95.27 |  |  | Excess(+) | 1 | Full Conversion | INR | [40 empty] | 952.7 | 952.7 | INR Nine Hundred & Fifty Two and Paise Seventy Only | 14.13 | Taking out existing CC interlocking paver blocks from footpath/ central verge, including removal of rubbish etc., disposal of unserviceable material to the dumping ground, for which payment shall be made separately and stacking of serviceable material within 50 metre lead as per direction of Engineer-in-Charge. | 10 | sqm
14.14 | Laying old cement cocrete interlocking paver blocks of any design/ shape laid in required line, level, curvature, colour and pattern over and including 50 mm thick compacted bed of coarse sand, filling the joints with fine sand etc. all complete as per the direction of Engineer- in-charge. (Old CC paver blocks shall be supplied by the department free of cost). |  | 10 | sqm | 317.67 |  |  | Excess(+) | 1 | Full Conversion | INR | [40 empty] | 3176.7 | 3176.7 | INR Three Thousand One Hundred & Seventy Six and Paise Seventy Only | 14.14 | Laying old cement cocrete interlocking paver blocks of any design/ shape laid in required line, level, curvature, colour and pattern over and including 50 mm thick compacted bed of coarse sand, filling the joints with fine sand etc. all complete as per the direction of Engineer- in-charge. (Old CC paver blocks shall be supplied by the department free of cost). | 10 | sqm
14.15 | Laying at or near ground level old kerb stones of all types in position to the required line, level and curvature, jointed with cement mortar 1:3 (1 cement : 3 coarse sand), including making joints with or without grooves (thickness of joints, except at sharp curve, shall not be more than 5 mm), including making drainage opening wherever required etc. complete as per direction of Engineer-in-charge. (Length of finished kerb edging shall be measured for payment). (Old kerb stones shall be supplied by the department free of cost) |  | 30 | metre | 79.66 |  |  | Excess(+) | 1 | Full Conversion | INR | [40 empty] | 2389.8 | 2389.8 | INR Two Thousand Three Hundred & Eighty Nine and Paise Eighty Only | 14.15 | Laying at or near ground level old kerb stones of all types in position to the required line, level and curvature, jointed with cement mortar 1:3 (1 cement : 3 coarse sand), including making joints with or without grooves (thickness of joints, except at sharp curve, shall not be more than 5 mm), including making drainage opening wherever required etc. complete as per direction of Engineer-in-charge. (Length of finished kerb edging shall be measured for payment). (Old kerb stones shall be supplied by the department free of cost) | 30 | metre
15 | SANITARY INSTALLATIONS | [53 empty] | 15 | SANITARY INSTALLATIONS
15.01 | Providing and fixing water closet squatting pan (Indian type W.C. pan ) with 100 mm sand cast Iron P or S trap, 10 litre low level white P.V.C. flushing cistern, including flush pipe, with manually controlled device (handle lever) conforming to IS : 7231, with all fittings and fixtures complete, including cutting and making good the walls and floors wherever required: | [53 empty] | 15.01 | Providing and fixing water closet squatting pan (Indian type W.C. pan ) with 100 mm sand cast Iron P or S trap, 10 litre low level white P.V.C. flushing cistern, including flush pipe, with manually controlled device (handle lever) conforming to IS : 7231, with all fittings and fixtures complete, including cutting and making good the walls and floors wherever required:
15.02 | White Vitreous china Orissa pattern W.C. pan of size 580x440 mm with integral type foot rests |  | 2 | each | 5069.14 |  |  | Excess(+) | 1 | Full Conversion | INR | [40 empty] | 10138.28 | 10138.28 | INR Ten Thousand One Hundred & Thirty Eight and Paise Twenty Eight Only | 15.02 | White Vitreous china Orissa pattern W.C. pan of size 580x440 mm with integral type foot rests | 2 | each
15.03 | Providing and fixing white vitreous china pedestal type water closet (European type W.C. pan) with seat and lid, 10 litre low level white P.V.C. flushing cistern, including flush pipe, with manually controlled device (handle lever), conforming to IS : 7231, with all fittings and fixtures complete, including cutting and making good the walls and floors wherever required : | [53 empty] | 15.03 | Providing and fixing white vitreous china pedestal type water closet (European type W.C. pan) with seat and lid, 10 litre low level white P.V.C. flushing cistern, including flush pipe, with manually controlled device (handle lever), conforming to IS : 7231, with all fittings and fixtures complete, including cutting and making good the walls and floors wherever required :
15.04 | W.C. pan with ISI marked white solid plastic seat and lid |  | 2 | each | 4858 |  |  | Excess(+) | 1 | Full Conversion | INR | [40 empty] | 9716 | 9716 | INR Nine Thousand Seven Hundred & Sixteen Only | 15.04 | W.C. pan with ISI marked white solid plastic seat and lid | 2 | each
15.05 | W.C. pan with ISI marked black solid plastic seat and lid |  | 2 | each | 4758.26 |  |  | Excess(+) | 1 | Full Conversion | INR | [40 empty] | 9516.52 | 9516.52 | INR Nine Thousand Five Hundred & Sixteen and Paise Fifty Two Only | 15.05 | W.C. pan with ISI marked black solid plastic seat and lid | 2 | each
15.06 | Providing and fixing wash basin with C.I. brackets, 15 mm C.P. brass pillar taps, 32 mm C.P. brass waste of standard pattern, including painting of fittings and brackets, cutting and making good the walls wherever require: | [53 empty] | 15.06 | Providing and fixing wash basin with C.I. brackets, 15 mm C.P. brass pillar taps, 32 mm C.P. brass waste of standard pattern, including painting of fittings and brackets, cutting and making good the walls wherever require:
15.07 | White Vitreous China Wash basin size 550x400 mm with a pair of 15 mm C.P. brass pillar taps |  | 2 | each | 2769.57 |  |  | Excess(+) | 1 | Full Conversion | INR | [40 empty] | 5539.14 | 5539.14 | INR Five Thousand Five Hundred & Thirty Nine and Paise Fourteen Only | 15.07 | White Vitreous China Wash basin size 550x400 mm with a pair of 15 mm C.P. brass pillar taps | 2 | each
15.08 | White Vitreous China Flat back wash basin size 550x 400 mm with single 15 mm C.P. brass pillar tap |  | 2 | each | 2394.96 |  |  | Excess(+) | 1 | Full Conversion | INR | [40 empty] | 4789.92 | 4789.92 | INR Four Thousand Seven Hundred & Eighty Nine and Paise Ninety Two Only | 15.08 | White Vitreous China Flat back wash basin size 550x 400 mm with single 15 mm C.P. brass pillar tap | 2 | each
15.09 | Providing and fixing wash basin with C.I. brackets, 15 mm dia CP Brass single hole basin mixer of approved quality and make, including painting of fittings and brackets, cutting and making good the walls wherever required:- (a) White Vitreous China Wash basin size 550x400 mm with a 15 mm CP Brass single hole basin mixer |  | 2 | each | 3982.81 |  |  | Excess(+) | 1 | Full Conversion | INR | [40 empty] | 7965.62 | 7965.62 | INR Seven Thousand Nine Hundred & Sixty Five and Paise Sixty Two Only | 15.09 | Providing and fixing wash basin with C.I. brackets, 15 mm dia CP Brass single hole basin mixer of approved quality and make, including painting of fittings and brackets, cutting and making good the walls wherever required:- (a) White Vitreous China Wash basin size 550x400 mm with a 15 mm CP Brass single hole basin mixer | 2 | each
15.1 | Providing and fixing Stainless Steel A ISI 304 (18/8) kitchen sink as per IS:13983 with C.I. brackets and stainless steel plug 40 mm, including painting of fittings and brackets, cutting and making good the walls wherever required : | [53 empty] | 15.1 | Providing and fixing Stainless Steel A ISI 304 (18/8) kitchen sink as per IS:13983 with C.I. brackets and stainless steel plug 40 mm, including painting of fittings and brackets, cutting and making good the walls wherever required :
15.11 | Kitchen sink with drain board | [53 empty] | 15.11 | Kitchen sink with drain board
15.12 | 510x1040 mm bowl depth 250 mm |  | 2 | each | 5268.26 |  |  | Excess(+) | 1 | Full Conversion | INR | [40 empty] | 10536.52 | 10536.52 | INR Ten Thousand Five Hundred & Thirty Six and Paise Fifty Two Only | 15.12 | 510x1040 mm bowl depth 250 mm | 2 | each
15.13 | 510x1040 mm bowl depth 225 mm |  | 2 | each | 5854.8 |  |  | Excess(+) | 1 | Full Conversion | INR | [40 empty] | 11709.6 | 11709.6 | INR Eleven Thousand Seven Hundred & Nine and Paise Sixty Only | 15.13 | 510x1040 mm bowl depth 225 mm | 2 | each
15.14 | 510x1040 mm bowl depth 200 mm |  | 2 | each | 5502.85 |  |  | Excess(+) | 1 | Full Conversion | INR | [40 empty] | 11005.7 | 11005.7 | INR Eleven Thousand &Five and Paise Seventy Only | 15.14 | 510x1040 mm bowl depth 200 mm | 2 | each
15.15 | Kitchen sink without drain board | [53 empty] | 15.15 | Kitchen sink without drain board
15.16 | 610x510 mm bowl depth 200 mm |  | 10 | each | 3747.83 |  |  | Excess(+) | 1 | Full Conversion | INR | [40 empty] | 37478.3 | 37478.3 | INR Thirty Seven Thousand Four Hundred & Seventy Eight and Paise Thirty Only | 15.16 | 610x510 mm bowl depth 200 mm | 10 | each
15.17 | Providing and fixing white vitreous china water closet squatting pan (Indian type) : | [53 empty] | 15.17 | Providing and fixing white vitreous china water closet squatting pan (Indian type) :
15.18 | Long pattern W.C. pan of size 580 mm |  | 2 | each | 1462.34 |  |  | Excess(+) | 1 | Full Conversion | INR | [40 empty] | 2924.68 | 2924.68 | INR Two Thousand Nine Hundred & Twenty Four and Paise Sixty Eight Only | 15.18 | Long pattern W.C. pan of size 580 mm | 2 | each
15.19 | Orissa pattern W.C. pan of size 580x440 mm |  | 2 | each | 2418.41 |  |  | Excess(+) | 1 | Full Conversion | INR | [40 empty] | 4836.82 | 4836.82 | INR Four Thousand Eight Hundred & Thirty Six and Paise Eighty Two Only | 15.19 | Orissa pattern W.C. pan of size 580x440 mm | 2 | each
15.2 | Providing and fixing white vitreous china pedestal type (European type/ wash down type) water closet pan. |  | 2 | each | 2107.54 |  |  | Excess(+) | 1 | Full Conversion | INR | [40 empty] | 4215.08 | 4215.08 | INR Four Thousand Two Hundred & Fifteen and Paise Eight Only | 15.2 | Providing and fixing white vitreous china pedestal type (European type/ wash down type) water closet pan. | 2 | each
15.21 | Providing and fixing 8 mm dia C.P. / S.S. Jet with flexible tube upto 1 metre long with S.S. triangular plate to Eureopean type W.C. of quality and make as approved by Engineer - in - charge. |  | 2 | each | 262.47 |  |  | Excess(+) | 1 | Full Conversion | INR | [40 empty] | 524.94 | 524.94 | INR Five Hundred & Twenty Four and Paise Ninety Four Only | 15.21 | Providing and fixing 8 mm dia C.P. / S.S. Jet with flexible tube upto 1 metre long with S.S. triangular plate to Eureopean type W.C. of quality and make as approved by Engineer - in - charge. | 2 | each
15.22 | Providing and fixing a pair of white vitreous china foot rests of standard pattern for squatting pan water closet : | [53 empty] | 15.22 | Providing and fixing a pair of white vitreous china foot rests of standard pattern for squatting pan water closet :
15.23 | 250x130x30 mm |  | 2 | pair | 192.55 |  |  | Excess(+) | 1 | Full Conversion | INR | [40 empty] | 385.1 | 385.1 | INR Three Hundred & Eighty Five and Paise Ten Only | 15.23 | 250x130x30 mm | 2 | pair
15.24 | Providing and fixing P.V.C. low level flushing cistern with manually controlled device (handle lever) conforming to IS : 7231, with all fittings and fixtures complete. | [53 empty] | 15.24 | Providing and fixing P.V.C. low level flushing cistern with manually controlled device (handle lever) conforming to IS : 7231, with all fittings and fixtures complete.
15.25 | 10 litre capacity - White |  | 2 | each | 897.02 |  |  | Excess(+) | 1 | Full Conversion | INR | [40 empty] | 1794.04 | 1794.04 | INR One Thousand Seven Hundred & Ninety Four and Paise Four Only | 15.25 | 10 litre capacity - White | 2 | each
15.26 | Providing and fixing solid plastic seat with lid for pedestal type W.C. pan complete : | [53 empty] | 15.26 | Providing and fixing solid plastic seat with lid for pedestal type W.C. pan complete :
15.27 | White solid plastic seat with lid |  | 2 | each | 514.29 |  |  | Excess(+) | 1 | Full Conversion | INR | [40 empty] | 1028.58 | 1028.58 | INR One Thousand &Twenty Eight and Paise Fifty Eight Only | 15.27 | White solid plastic seat with lid | 2 | each
15.28 | Black solid plastic seat with lid |  | 2 | each | 414.56 |  |  | Excess(+) | 1 | Full Conversion | INR | [40 empty] | 829.12 | 829.12 | INR Eight Hundred & Twenty Nine and Paise Twelve Only | 15.28 | Black solid plastic seat with lid | 2 | each
15.29 | Providing and fixing CP Brass 32mm size Bottle Trap of approved quality & make and as per the direction of Engineer-in-charge. |  | 2 | each | 777.07 |  |  | Excess(+) | 1 | Full Conversion | INR | [40 empty] | 1554.14 | 1554.14 | INR One Thousand Five Hundred & Fifty Four and Paise Fourteen Only | 15.29 | Providing and fixing CP Brass 32mm size Bottle Trap of approved quality & make and as per the direction of Engineer-in-charge. | 2 | each
15.3 | Providing and fixing CP Brass Single lever telephonic wall mixer of quality & make as approved by Engineer in charge. (a) 15 mm nominal dia |  | 2 | each | 5365.32 |  |  | Excess(+) | 1 | Full Conversion | INR | [40 empty] | 10730.64 | 10730.64 | INR Ten Thousand Seven Hundred & Thirty and Paise Sixty Four Only | 15.3 | Providing and fixing CP Brass Single lever telephonic wall mixer of quality & make as approved by Engineer in charge. (a) 15 mm nominal dia | 2 | each
15.31 | Providing and fixing white vitreous china flat back or wall corner type lipped front urinal basin of 430x260x350 mm or 340x410x265 mm sizes respectively. |  | 2 | each | 1212.01 |  |  | Excess(+) | 1 | Full Conversion | INR | [40 empty] | 2424.02 | 2424.02 | INR Two Thousand Four Hundred & Twenty Four and Paise Two Only | 15.31 | Providing and fixing white vitreous china flat back or wall corner type lipped front urinal basin of 430x260x350 mm or 340x410x265 mm sizes respectively. | 2 | each
15.32 | Providing and fixing white vitreous china laboratory sink including making all connections excluding cost of fittings : | [53 empty] | 15.32 | Providing and fixing white vitreous china laboratory sink including making all connections excluding cost of fittings :
15.33 | Size 450x300x150 mm |  | 2 | each | 1887.07 |  |  | Excess(+) | 1 | Full Conversion | INR | [40 empty] | 3774.14 | 3774.14 | INR Three Thousand Seven Hundred & Seventy Four and Paise Fourteen Only | 15.33 | Size 450x300x150 mm | 2 | each
15.34 | Size 600x450x200 mm |  | 2 | each | 3060.19 |  |  | Excess(+) | 1 | Full Conversion | INR | [40 empty] | 6120.38 | 6120.38 | INR Six Thousand One Hundred & Twenty and Paise Thirty Eight Only | 15.34 | Size 600x450x200 mm | 2 | each
15.35 | Providing and fixing P.V.C. waste pipe for sink or wash basin including P.V.C. waste fittings complete. | [53 empty] | 15.35 | Providing and fixing P.V.C. waste pipe for sink or wash basin including P.V.C. waste fittings complete.
15.36 | Flexible pipe | [53 empty] | 15.36 | Flexible pipe
15.37 | 32 mm dia |  | 2 | each | 91.49 |  |  | Excess(+) | 1 | Full Conversion | INR | [40 empty] | 182.98 | 182.98 | INR One Hundred & Eighty Two and Paise Ninety Eight Only | 15.37 | 32 mm dia | 2 | each
15.38 | 40 mm dia |  | 2 | each | 91.49 |  |  | Excess(+) | 1 | Full Conversion | INR | [40 empty] | 182.98 | 182.98 | INR One Hundred & Eighty Two and Paise Ninety Eight Only | 15.38 | 40 mm dia | 2 | each
15.39 | Providing and fixing 600x450 mm beveled edge mirror of superior glass (of approved quality) complete with 6 mm thick hard board ground fixed to wooden cleats with C.P. brass screws and washers complete. |  | 2 | each | 1237.31 |  |  | Excess(+) | 1 | Full Conversion | INR | [40 empty] | 2474.62 | 2474.62 | INR Two Thousand Four Hundred & Seventy Four and Paise Sixty Two Only | 15.39 | Providing and fixing 600x450 mm beveled edge mirror of superior glass (of approved quality) complete with 6 mm thick hard board ground fixed to wooden cleats with C.P. brass screws and washers complete. | 2 | each
15.4 | Providing and fixing mirror of superior glass (of approved quality) and of required shape and size with plastic moulded frame of approved make and shade with 6 mm thick hard board backing : | [53 empty] | 15.4 | Providing and fixing mirror of superior glass (of approved quality) and of required shape and size with plastic moulded frame of approved make and shade with 6 mm thick hard board backing :
15.41 | Rectangular shape 1500x450 mm |  | 2 | each | 1593.34 |  |  | Excess(+) | 1 | Full Conversion | INR | [40 empty] | 3186.68 | 3186.68 | INR Three Thousand One Hundred & Eighty Six and Paise Sixty Eight Only | 15.41 | Rectangular shape 1500x450 mm | 2 | each
15.42 | Providing and fixing 600x120x5 mm glass shelf with edges round off, supported on anodised aluminium angle frame with C.P. brass brackets and guard rail complete fixed with 40 mm long screws, rawl plugs etc., complete. |  | 2 | each | 826.09 |  |  | Excess(+) | 1 | Full Conversion | INR | [40 empty] | 1652.18 | 1652.18 | INR One Thousand Six Hundred & Fifty Two and Paise Eighteen Only | 15.42 | Providing and fixing 600x120x5 mm glass shelf with edges round off, supported on anodised aluminium angle frame with C.P. brass brackets and guard rail complete fixed with 40 mm long screws, rawl plugs etc., complete. | 2 | each
15.43 | Providing and fixing toilet paper holder : | [53 empty] | 15.43 | Providing and fixing toilet paper holder :
15.44 | C.P. brass |  | 2 | each | 596.93 |  |  | Excess(+) | 1 | Full Conversion | INR | [40 empty] | 1193.86 | 1193.86 | INR One Thousand One Hundred & Ninety Three and Paise Eighty Six Only | 15.44 | C.P. brass | 2 | each
15.45 | Providing and fixing soil, waste and vent pipes : | [53 empty] | 15.45 | Providing and fixing soil, waste and vent pipes :
15.46 | 100 mm dia | [53 empty] | 15.46 | 100 mm dia
15.47 | Sand cast iron S&S pipe as per IS: 1729 |  | 18 | metre | 892.63 |  |  | Excess(+) | 1 | Full Conversion | INR | [40 empty] | 16067.34 | 16067.34 | INR Sixteen Thousand &Sixty Seven and Paise Thirty Four Only | 15.47 | Sand cast iron S&S pipe as per IS: 1729 | 18 | metre
15.48 | Centrifugally cast (spun) iron socket & spigot (S&S) pipe as per IS: 3989 |  | 2 | metre | 944.67 |  |  | Excess(+) | 1 | Full Conversion | INR | [40 empty] | 1889.34 | 1889.34 | INR One Thousand Eight Hundred & Eighty Nine and Paise Thirty Four Only | 15.48 | Centrifugally cast (spun) iron socket & spigot (S&S) pipe as per IS: 3989 | 2 | metre
15.49 | 75 mm diameter : | [53 empty] | 15.49 | 75 mm diameter :
15.5 | Sand cast iron S&S pipe as per IS: 1729 |  | 2 | metre | 816.79 |  |  | Excess(+) | 1 | Full Conversion | INR | [40 empty] | 1633.58 | 1633.58 | INR One Thousand Six Hundred & Thirty Three and Paise Fifty Eight Only | 15.5 | Sand cast iron S&S pipe as per IS: 1729 | 2 | metre
15.51 | Centrifugally cast (spun) iron socketed pipe as per IS: 3989 |  | 2 | metre | 913.72 |  |  | Excess(+) | 1 | Full Conversion | INR | [40 empty] | 1827.44 | 1827.44 | INR One Thousand Eight Hundred & Twenty Seven and Paise Forty Four Only | 15.51 | Centrifugally cast (spun) iron socketed pipe as per IS: 3989 | 2 | metre
15.52 | Providing and fixing M.S. holder-bat clamps of approved design to Sand Cast iron/cast iron (spun) pipe embedded in and including cement concrete blocks 10x10x10 cm of 1:2:4 mix (1 cement : 2 coarse sand : 4 graded stone aggregate 20 mm nominal size), including cost of cutting holes and making good the walls etc. : | [53 empty] | 15.52 | Providing and fixing M.S. holder-bat clamps of approved design to Sand Cast iron/cast iron (spun) pipe embedded in and including cement concrete blocks 10x10x10 cm of 1:2:4 mix (1 cement : 2 coarse sand : 4 graded stone aggregate 20 mm nominal size), including cost of cutting holes and making good the walls etc. :
15.53 | For 100 mm dia pipe |  | 2 | each | 270.45 |  |  | Excess(+) | 1 | Full Conversion | INR | [40 empty] | 540.9 | 540.9 | INR Five Hundred & Forty and Paise Ninety Only | 15.53 | For 100 mm dia pipe | 2 | each
15.54 | Providing and fixing bend of required degree with access door, insertion rubber washer 3 mm thick, bolts and nuts complete. | [53 empty] | 15.54 | Providing and fixing bend of required degree with access door, insertion rubber washer 3 mm thick, bolts and nuts complete.
15.55 | 100 mm dia | [53 empty] | 15.55 | 100 mm dia
15.56 | Sand cast iron S&S as per IS - 1729 |  | 2 | each | 465.32 |  |  | Excess(+) | 1 | Full Conversion | INR | [40 empty] | 930.64 | 930.64 | INR Nine Hundred & Thirty and Paise Sixty Four Only | 15.56 | Sand cast iron S&S as per IS - 1729 | 2 | each
15.57 | Sand cast iron S&S as per IS - 3989 |  | 2 | each | 523.98 |  |  | Excess(+) | 1 | Full Conversion | INR | [40 empty] | 1047.96 | 1047.96 | INR One Thousand &Forty Seven and Paise Ninety Six Only | 15.57 | Sand cast iron S&S as per IS - 3989 | 2 | each
15.58 | 75 mm dia | [53 empty] | 15.58 | 75 mm dia
15.59 | Sand cast iron S&S as per IS - 1729 |  | 2 | each | 385.8 |  |  | Excess(+) | 1 | Full Conversion | INR | [40 empty] | 771.6 | 771.6 | INR Seven Hundred & Seventy One and Paise Sixty Only | 15.59 | Sand cast iron S&S as per IS - 1729 | 2 | each
15.6 | Sand cast iron S&S as per IS- 3989 |  | 2 | each | 397.54 |  |  | Excess(+) | 1 | Full Conversion | INR | [40 empty] | 795.08 | 795.08 | INR Seven Hundred & Ninety Five and Paise Eight Only | 15.6 | Sand cast iron S&S as per IS- 3989 | 2 | each
15.61 | Providing and fixing plain bend of required degree. | [53 empty] | 15.61 | Providing and fixing plain bend of required degree.
15.62 | 100 mm dia | [53 empty] | 15.62 | 100 mm dia
15.63 | Sand cast iron S&S as per IS - 1729 |  | 2 | each | 362.08 |  |  | Excess(+) | 1 | Full Conversion | INR | [40 empty] | 724.16 | 724.16 | INR Seven Hundred & Twenty Four and Paise Sixteen Only | 15.63 | Sand cast iron S&S as per IS - 1729 | 2 | each
15.64 | Sand cast iron S&S as per IS : 3989 |  | 2 | each | 385.58 |  |  | Excess(+) | 1 | Full Conversion | INR | [40 empty] | 771.16 | 771.16 | INR Seven Hundred & Seventy One and Paise Sixteen Only | 15.64 | Sand cast iron S&S as per IS : 3989 | 2 | each
15.65 | 75 mm dia | [53 empty] | 15.65 | 75 mm dia
15.66 | Sand cast iron S&S as per IS -1729 |  | 2 | each | 273.17 |  |  | Excess(+) | 1 | Full Conversion | INR | [40 empty] | 546.34 | 546.34 | INR Five Hundred & Forty Six and Paise Thirty Four Only | 15.66 | Sand cast iron S&S as per IS -1729 | 2 | each
15.67 | Sand cast iron S&S as per IS - 3989 |  | 2 | each | 261.46 |  |  | Excess(+) | 1 | Full Conversion | INR | [40 empty] | 522.92 | 522.92 | INR Five Hundred & Twenty Two and Paise Ninety Two Only | 15.67 | Sand cast iron S&S as per IS - 3989 | 2 | each
15.68 | Providing and fixing single equal plain junction of required degree with access door, insertion rubber washer 3 mm thick, bolts and nuts complete. | [53 empty] | 15.68 | Providing and fixing single equal plain junction of required degree with access door, insertion rubber washer 3 mm thick, bolts and nuts complete.
15.69 | 100x100x100 mm | [53 empty] | 15.69 | 100x100x100 mm
15.7 | Sand cast iron S&S as per IS - 1729 |  | 2 | each | 588.51 |  |  | Excess(+) | 1 | Full Conversion | INR | [40 empty] | 1177.02 | 1177.02 | INR One Thousand One Hundred & Seventy Seven and Paise Two Only | 15.7 | Sand cast iron S&S as per IS - 1729 | 2 | each
15.71 | Sand cast iron S&S as per IS - 3989 |  | 2 | each | 641.3 |  |  | Excess(+) | 1 | Full Conversion | INR | [40 empty] | 1282.6 | 1282.6 | INR One Thousand Two Hundred & Eighty Two and Paise Sixty Only | 15.71 | Sand cast iron S&S as per IS - 3989 | 2 | each
15.72 | 75x75x75 mm | [53 empty] | 15.72 | 75x75x75 mm
15.73 | Sand cast iron S&S as per IS - 1729 |  | 2 | each | 503.11 |  |  | Excess(+) | 1 | Full Conversion | INR | [40 empty] | 1006.22 | 1006.22 | INR One Thousand &Six and Paise Twenty Two Only | 15.73 | Sand cast iron S&S as per IS - 1729 | 2 | each
15.74 | Sand cast iron S&S as per IS - 3989 |  | 2 | each | 503.11 |  |  | Excess(+) | 1 | Full Conversion | INR | [40 empty] | 1006.22 | 1006.22 | INR One Thousand &Six and Paise Twenty Two Only | 15.74 | Sand cast iron S&S as per IS - 3989 | 2 | each
15.75 | Providing and fixing single equal plain junction of required degree : | [53 empty] | 15.75 | Providing and fixing single equal plain junction of required degree :
15.76 | 100x100x100 mm | [53 empty] | 15.76 | 100x100x100 mm
15.77 | Sand cast iron S&S as per IS - 1729 |  | 2 | each | 508.72 |  |  | Excess(+) | 1 | Full Conversion | INR | [40 empty] | 1017.44 | 1017.44 | INR One Thousand &Seventeen and Paise Forty Four Only | 15.77 | Sand cast iron S&S as per IS - 1729 | 2 | each
15.78 | Sand cast iron S&S as per IS - 3989 |  | 2 | each | 620.17 |  |  | Excess(+) | 1 | Full Conversion | INR | [40 empty] | 1240.34 | 1240.34 | INR One Thousand Two Hundred & Forty and Paise Thirty Four Only | 15.78 | Sand cast iron S&S as per IS - 3989 | 2 | each
15.79 | 75x75x75 mm_Sand cast iron S&S as per IS - 1729 |  | 2 | each | 396.36 |  |  | Excess(+) | 1 | Full Conversion | INR | [40 empty] | 792.72 | 792.72 | INR Seven Hundred & Ninety Two and Paise Seventy Two Only | 15.79 | 75x75x75 mm_Sand cast iron S&S as per IS - 1729 | 2 | each
15.8 | 75x75x75 mm_ Sand cast iron S&S as per IS - 3989 |  | 2 | each | 437.44 |  |  | Excess(+) | 1 | Full Conversion | INR | [40 empty] | 874.88 | 874.88 | INR Eight Hundred & Seventy Four and Paise Eighty Eight Only | 15.8 | 75x75x75 mm_ Sand cast iron S&S as per IS - 3989 | 2 | each
15.81 | Providing and fixing terminal guard : 100 mm | [53 empty] | 15.81 | Providing and fixing terminal guard : 100 mm
15.82 | Sand cast iron S&S as per IS - 1729 |  | 2 | each | 344.5 |  |  | Excess(+) | 1 | Full Conversion | INR | [40 empty] | 689 | 689 | INR Six Hundred & Eighty Nine Only | 15.82 | Sand cast iron S&S as per IS - 1729 | 2 | each
15.83 | Sand cast iron S&S as per IS - 3989 |  | 2 | each | 385.58 |  |  | Excess(+) | 1 | Full Conversion | INR | [40 empty] | 771.16 | 771.16 | INR Seven Hundred & Seventy One and Paise Sixteen Only | 15.83 | Sand cast iron S&S as per IS - 3989 | 2 | each
15.84 | Providing and fixing terminal guard : 75 mm | [53 empty] | 15.84 | Providing and fixing terminal guard : 75 mm
15.85 | Sand cast iron S&S as per IS - 1729 |  | 2 | each | 279.04 |  |  | Excess(+) | 1 | Full Conversion | INR | [40 empty] | 558.08 | 558.08 | INR Five Hundred & Fifty Eight and Paise Eight Only | 15.85 | Sand cast iron S&S as per IS - 1729 | 2 | each
15.86 | Sand cast iron S&S as per IS - 3989 |  | 2 | each | 273.17 |  |  | Excess(+) | 1 | Full Conversion | INR | [40 empty] | 546.34 | 546.34 | INR Five Hundred & Forty Six and Paise Thirty Four Only | 15.86 | Sand cast iron S&S as per IS - 3989 | 2 | each
15.87 | Providing and fixing collar :100 mm_Sand cast iron S&S as per IS - 1729 |  | 2 | each | 350.37 |  |  | Excess(+) | 1 | Full Conversion | INR | [40 empty] | 700.74 | 700.74 | INR Seven Hundred and Paise Seventy Four Only | 15.87 | Providing and fixing collar :100 mm_Sand cast iron S&S as per IS - 1729 | 2 | each
15.88 | Providing and fixing collar :100 mm_Sand cast iron S&S as per IS - 3989 |  | 2 | each | 385.58 |  |  | Excess(+) | 1 | Full Conversion | INR | [40 empty] | 771.16 | 771.16 | INR Seven Hundred & Seventy One and Paise Sixteen Only | 15.88 | Providing and fixing collar :100 mm_Sand cast iron S&S as per IS - 3989 | 2 | each
15.89 | Providing and fixing collar : 75 mm_Sand cast iron S&S as per IS - 1729 |  | 2 | each | 238.01 |  |  | Excess(+) | 1 | Full Conversion | INR | [40 empty] | 476.02 | 476.02 | INR Four Hundred & Seventy Six and Paise Two Only | 15.89 | Providing and fixing collar : 75 mm_Sand cast iron S&S as per IS - 1729 | 2 | each
15.9 | Providing and fixing collar : 75 mm_Sand cast iron S&S as per IS - 3989 |  | 2 | each | 238.01 |  |  | Excess(+) | 1 | Full Conversion | INR | [40 empty] | 476.02 | 476.02 | INR Four Hundred & Seventy Six and Paise Two Only | 15.9 | Providing and fixing collar : 75 mm_Sand cast iron S&S as per IS - 3989 | 2 | each
15.91 | Providing lead caulked joints to sand cast iron/centrifugally cast (spun) iron pipes and fittings of diameter :100 mm |  | 20 | each | 481.94 |  |  | Excess(+) | 1 | Full Conversion | INR | [40 empty] | 9638.8 | 9638.8 | INR Nine Thousand Six Hundred & Thirty Eight and Paise Eighty Only | 15.91 | Providing lead caulked joints to sand cast iron/centrifugally cast (spun) iron pipes and fittings of diameter :100 mm | 20 | each
15.92 | Providing lead caulked joints to sand cast iron/centrifugally cast (spun) iron pipes and fittings of diameter :75 mm |  | 10 | each | 408.94 |  |  | Excess(+) | 1 | Full Conversion | INR | [40 empty] | 4089.4 | 4089.4 | INR Four Thousand &Eighty Nine and Paise Forty Only | 15.92 | Providing lead caulked joints to sand cast iron/centrifugally cast (spun) iron pipes and fittings of diameter :75 mm | 10 | each
15.93 | Providing and fixing trap of self cleansing design with screwed down or hinged grating with or without vent arm complete, including cost of cutting and making good the walls and floors :100 mm inlet and 100 mm outlet | [53 empty] | 15.93 | Providing and fixing trap of self cleansing design with screwed down or hinged grating with or without vent arm complete, including cost of cutting and making good the walls and floors :100 mm inlet and 100 mm outlet
15.94 | Sand cast iron S&S as per IS: 3989 |  | 2 | each | 1406.49 |  |  | Excess(+) | 1 | Full Conversion | INR | [40 empty] | 2812.98 | 2812.98 | INR Two Thousand Eight Hundred & Twelve and Paise Ninety Eight Only | 15.94 | Sand cast iron S&S as per IS: 3989 | 2 | each
15.95 | Sand Cast Iron S&S as per IS: 1729 |  | 2 | each | 1230.56 |  |  | Excess(+) | 1 | Full Conversion | INR | [40 empty] | 2461.12 | 2461.12 | INR Two Thousand Four Hundred & Sixty One and Paise Twelve Only | 15.95 | Sand Cast Iron S&S as per IS: 1729 | 2 | each
15.96 | 100 mm inlet and 75 mm outlet_Sand cast iron S&S as per IS - 3989 |  | 2 | each | 1465.15 |  |  | Excess(+) | 1 | Full Conversion | INR | [40 empty] | 2930.3 | 2930.3 | INR Two Thousand Nine Hundred & Thirty and Paise Thirty Only | 15.96 | 100 mm inlet and 75 mm outlet_Sand cast iron S&S as per IS - 3989 | 2 | each
15.97 | 100 mm inlet and 75 mm outlet_ Sand Cast Iron S&S as per IS- 1729 |  | 2 | each | 1136.69 |  |  | Excess(+) | 1 | Full Conversion | INR | [40 empty] | 2273.38 | 2273.38 | INR Two Thousand Two Hundred & Seventy Three and Paise Thirty Eight Only | 15.97 | 100 mm inlet and 75 mm outlet_ Sand Cast Iron S&S as per IS- 1729 | 2 | each
15.98 | Providing and fixing vitreous china dual purpose closet suitable for use as squatting pan or European type water closet (Anglo Indian W.C pan) with seat & lid fixed with C.P. brass hinges and rubber buffers, 10 litre low level flushing cistern with fitting and brackets, 40 mm flush bend, 20 mm over flow pipe, with specials of standard make and mosquito proof coupling of approved municipal design complete, including painting of fittings and brackets, cutting and making good the walls and floors wherever required: _White vitreous china dual purpose WC pan with white solid plastic seat and lid with white vitreous china flushing cistern and C.P. flush bend. |  | 2 | each | 9054.49 |  |  | Excess(+) | 1 | Full Conversion | INR | [40 empty] | 18108.98 | 18108.98 | INR Eighteen Thousand One Hundred & Eight and Paise Ninety Eight Only | 15.98 | Providing and fixing vitreous china dual purpose closet suitable for use as squatting pan or European type water closet (Anglo Indian W.C pan) with seat & lid fixed with C.P. brass hinges and rubber buffers, 10 litre low level flushing cistern with fitting and brackets, 40 mm flush bend, 20 mm over flow pipe, with specials of standard make and mosquito proof coupling of approved municipal design complete, including painting of fittings and brackets, cutting and making good the walls and floors wherever required: _White vitreous china dual purpose WC pan with white solid plastic seat and lid with white vitreous china flushing cistern and C.P. flush bend. | 2 | each
15.99 | Providing and fixing white vitreous china extended wall mounting water closet of size 780x370x690 mm of approved shape including providing & fixing white vitreous china cistern with dual flush fitting, of flushing capacity 3 litre/ 6 litre (adjustable to 4 litre/ 8 litres), including seat cover, and cistern fittings, nuts, bolts and gasket etc complete. |  | 2 | each | 11430.56 |  |  | Excess(+) | 1 | Full Conversion | INR | [40 empty] | 22861.12 | 22861.12 | INR Twenty Two Thousand Eight Hundred & Sixty One and Paise Twelve Only | 15.99 | Providing and fixing white vitreous china extended wall mounting water closet of size 780x370x690 mm of approved shape including providing & fixing white vitreous china cistern with dual flush fitting, of flushing capacity 3 litre/ 6 litre (adjustable to 4 litre/ 8 litres), including seat cover, and cistern fittings, nuts, bolts and gasket etc complete. | 2 | each
16 | WATER SUPPLY | [53 empty] | 16 | WATER SUPPLY
16.01 | Providing and fixing Chlorinated Polyvinyl Chloride (CPVC) pipes, having thermal stability for hot & cold water supply, including all CPVC plain & brass threaded fittings, including fixing the pipe with clamps at 1.00 m spacing. This includes jointing of pipes & fittings with one step CPVC solvent cement and testing of joints complete as per direction of Engineer in Charge. Internal work - Exposed on wall | [53 empty] | 16.01 | Providing and fixing Chlorinated Polyvinyl Chloride (CPVC) pipes, having thermal stability for hot & cold water supply, including all CPVC plain & brass threaded fittings, including fixing the pipe with clamps at 1.00 m spacing. This includes jointing of pipes & fittings with one step CPVC solvent cement and testing of joints complete as per direction of Engineer in Charge. Internal work - Exposed on wall
16.02 | 15 mm nominal dia Pipes |  | 2 | metre | 224.38 |  |  | Excess(+) | 1 | Full Conversion | INR | [40 empty] | 448.76 | 448.76 | INR Four Hundred & Forty Eight and Paise Seventy Six Only | 16.02 | 15 mm nominal dia Pipes | 2 | metre
16.03 | 20 mm nominal dia Pipes |  | 2 | metre | 285.05 |  |  | Excess(+) | 1 | Full Conversion | INR | [40 empty] | 570.1 | 570.1 | INR Five Hundred & Seventy and Paise Ten Only | 16.03 | 20 mm nominal dia Pipes | 2 | metre
16.04 | Providing and fixing Chlorinated Polyvinyl Chloride (CPVC) pipes, having thermal stability for hot & cold water supply, including all CPVC plain & brass threaded fittings, i/c fixing the pipe with clamps at 1.00 m spacing. This includes jointing of pipes & fittings with one step CPVC solvent cement and the cost of cutting chases and making good the same including testing of joints complete as per direction of Engineer in Charge. Concealed work, including cutting chases and making good the walls etc. | [53 empty] | 16.04 | Providing and fixing Chlorinated Polyvinyl Chloride (CPVC) pipes, having thermal stability for hot & cold water supply, including all CPVC plain & brass threaded fittings, i/c fixing the pipe with clamps at 1.00 m spacing. This includes jointing of pipes & fittings with one step CPVC solvent cement and the cost of cutting chases and making good the same including testing of joints complete as per direction of Engineer in Charge. Concealed work, including cutting chases and making good the walls etc.
16.05 | 15 mm nominal dia Pipes |  | 2 | metre | 386.8 |  |  | Excess(+) | 1 | Full Conversion | INR | [40 empty] | 773.6 | 773.6 | INR Seven Hundred & Seventy Three and Paise Sixty Only | 16.05 | 15 mm nominal dia Pipes | 2 | metre
16.06 | 20 mm nominal dia Pipes |  | 2 | metre | 450.46 |  |  | Excess(+) | 1 | Full Conversion | INR | [40 empty] | 900.92 | 900.92 | INR Nine Hundred and Paise Ninety Two Only | 16.06 | 20 mm nominal dia Pipes | 2 | metre
16.07 | Providing and fixing G.I. pipes complete with G.I. fittings and clamps, i/c cutting and making good the walls etc. Internal work - Exposed on wall | [53 empty] | 16.07 | Providing and fixing G.I. pipes complete with G.I. fittings and clamps, i/c cutting and making good the walls etc. Internal work - Exposed on wall
16.08 | 15 mm dia nominal bore |  | 10 | metre | 266.68 |  |  | Excess(+) | 1 | Full Conversion | INR | [40 empty] | 2666.8 | 2666.8 | INR Two Thousand Six Hundred & Sixty Six and Paise Eighty Only | 16.08 | 15 mm dia nominal bore | 10 | metre
16.09 | 20 mm dia nominal bore |  | 30 | metre | 327.36 |  |  | Excess(+) | 1 | Full Conversion | INR | [40 empty] | 9820.8 | 9820.8 | INR Nine Thousand Eight Hundred & Twenty and Paise Eighty Only | 16.09 | 20 mm dia nominal bore | 30 | metre
16.1 | 25 mm dia nominal bore |  | 2 | metre | 430.69 |  |  | Excess(+) | 1 | Full Conversion | INR | [40 empty] | 861.38 | 861.38 | INR Eight Hundred & Sixty One and Paise Thirty Eight Only | 16.1 | 25 mm dia nominal bore | 2 | metre
16.11 | 32 mm dia nominal bore |  | 2 | metre | 494.17 |  |  | Excess(+) | 1 | Full Conversion | INR | [40 empty] | 988.34 | 988.34 | INR Nine Hundred & Eighty Eight and Paise Thirty Four Only | 16.11 | 32 mm dia nominal bore | 2 | metre
16.12 | 40 mm dia nominal bore |  | 2 | metre | 635.82 |  |  | Excess(+) | 1 | Full Conversion | INR | [40 empty] | 1271.64 | 1271.64 | INR One Thousand Two Hundred & Seventy One and Paise Sixty Four Only | 16.12 | 40 mm dia nominal bore | 2 | metre
16.13 | 50 mm dia nominal bore |  | 2 | metre | 783.17 |  |  | Excess(+) | 1 | Full Conversion | INR | [40 empty] | 1566.34 | 1566.34 | INR One Thousand Five Hundred & Sixty Six and Paise Thirty Four Only | 16.13 | 50 mm dia nominal bore | 2 | metre
16.14 | Providing and fixing G.I. Pipes complete with G.I. fittings and clamps, i/c making good the walls etc. concealed pipe, including painting with anti corrosive bitumastic paint, cutting chases and making good the wall : | [53 empty] | 16.14 | Providing and fixing G.I. Pipes complete with G.I. fittings and clamps, i/c making good the walls etc. concealed pipe, including painting with anti corrosive bitumastic paint, cutting chases and making good the wall :
16.15 | 15 mm dia nominal bore |  | 50 | metre | 425.43 |  |  | Excess(+) | 1 | Full Conversion | INR | [40 empty] | 21271.5 | 21271.5 | INR Twenty One Thousand Two Hundred & Seventy One and Paise Fifty Only | 16.15 | 15 mm dia nominal bore | 50 | metre
16.16 | 20 mm dia nominal bore |  | 10 | metre | 474.44 |  |  | Excess(+) | 1 | Full Conversion | INR | [40 empty] | 4744.4 | 4744.4 | INR Four Thousand Seven Hundred & Forty Four and Paise Forty Only | 16.16 | 20 mm dia nominal bore | 10 | metre
16.17 | Providing and fixing G.I. pipes complete with G.I. fittings including trenching and refilling etc. External work | [53 empty] | 16.17 | Providing and fixing G.I. pipes complete with G.I. fittings including trenching and refilling etc. External work
16.18 | 15 mm dia nominal bore |  | 20 | metre | 234.55 |  |  | Excess(+) | 1 | Full Conversion | INR | [40 empty] | 4691 | 4691 | INR Four Thousand Six Hundred & Ninety One Only | 16.18 | 15 mm dia nominal bore | 20 | metre
16.19 | 20 mm dia nominal bore |  | 20 | metre | 276.5 |  |  | Excess(+) | 1 | Full Conversion | INR | [40 empty] | 5530 | 5530 | INR Five Thousand Five Hundred & Thirty Only | 16.19 | 20 mm dia nominal bore | 20 | metre
16.2 | 25 mm dia nominal bore |  | 20 | metre | 366.46 |  |  | Excess(+) | 1 | Full Conversion | INR | [40 empty] | 7329.2 | 7329.2 | INR Seven Thousand Three Hundred & Twenty Nine and Paise Twenty Only | 16.2 | 25 mm dia nominal bore | 20 | metre
16.21 | 32 mm dia nominal bore |  | 2 | metre | 401.32 |  |  | Excess(+) | 1 | Full Conversion | INR | [40 empty] | 802.64 | 802.64 | INR Eight Hundred & Two and Paise Sixty Four Only | 16.21 | 32 mm dia nominal bore | 2 | metre
16.22 | 40 mm dia nominal bore |  | 2 | metre | 489.57 |  |  | Excess(+) | 1 | Full Conversion | INR | [40 empty] | 979.14 | 979.14 | INR Nine Hundred & Seventy Nine and Paise Fourteen Only | 16.22 | 40 mm dia nominal bore | 2 | metre
16.23 | Making connection of G.I. distribution branch with G.I. main of following sizes by providing and fixing tee, including cutting and threading the pipe etc. complete : | [53 empty] | 16.23 | Making connection of G.I. distribution branch with G.I. main of following sizes by providing and fixing tee, including cutting and threading the pipe etc. complete :
16.24 | 25 to 40 mm nominal bore |  | 2 | each | 663.83 |  |  | Excess(+) | 1 | Full Conversion | INR | [40 empty] | 1327.66 | 1327.66 | INR One Thousand Three Hundred & Twenty Seven and Paise Sixty Six Only | 16.24 | 25 to 40 mm nominal bore | 2 | each
16.25 | Providing and fixing brass bib cock of approved quality : | [53 empty] | 16.25 | Providing and fixing brass bib cock of approved quality :
16.26 | 15 mm nominal bore |  | 2 | each | 266.42 |  |  | Excess(+) | 1 | Full Conversion | INR | [40 empty] | 532.84 | 532.84 | INR Five Hundred & Thirty Two and Paise Eighty Four Only | 16.26 | 15 mm nominal bore | 2 | each
16.27 | Providing and fixing brass stop cock of approved quality : | [53 empty] | 16.27 | Providing and fixing brass stop cock of approved quality :
16.28 | 15 mm nominal bore |  | 2 | each | 266.42 |  |  | Excess(+) | 1 | Full Conversion | INR | [40 empty] | 532.84 | 532.84 | INR Five Hundred & Thirty Two and Paise Eighty Four Only | 16.28 | 15 mm nominal bore | 2 | each
16.29 | Providing and fixing gun metal gate valve with C.I. wheel of approved quality (screwed end) : | [53 empty] | 16.29 | Providing and fixing gun metal gate valve with C.I. wheel of approved quality (screwed end) :
16.3 | 25 mm nominal bore |  | 1 | each | 466.77 |  |  | Excess(+) | 1 | Full Conversion | INR | [40 empty] | 466.77 | 466.77 | INR Four Hundred & Sixty Six and Paise Seventy Seven Only | 16.3 | 25 mm nominal bore | 1 | each
16.31 | 20 mm nominal bore |  | 2 | each | 404.87 |  |  | Excess(+) | 1 | Full Conversion | INR | [40 empty] | 809.74 | 809.74 | INR Eight Hundred & Nine and Paise Seventy Four Only | 16.31 | 20 mm nominal bore | 2 | each
16.32 | Providing and fixing ball valve (brass) of approved quality, High or low pressure, with plastic floats complete : | [53 empty] | 16.32 | Providing and fixing ball valve (brass) of approved quality, High or low pressure, with plastic floats complete :
16.33 | 15 mm nominal bore |  | 2 | each | 305.87 |  |  | Excess(+) | 1 | Full Conversion | INR | [40 empty] | 611.74 | 611.74 | INR Six Hundred & Eleven and Paise Seventy Four Only | 16.33 | 15 mm nominal bore | 2 | each
16.34 | 20 mm nominal bore |  | 2 | each | 348.49 |  |  | Excess(+) | 1 | Full Conversion | INR | [40 empty] | 696.98 | 696.98 | INR Six Hundred & Ninety Six and Paise Ninety Eight Only | 16.34 | 20 mm nominal bore | 2 | each
16.35 | Providing and fixing brass ferrule with C.I. mouth cover including boring and tapping the main : | [53 empty] | 16.35 | Providing and fixing brass ferrule with C.I. mouth cover including boring and tapping the main :
16.36 | 15 mm nominal bore |  | 2 | each | 264.45 |  |  | Excess(+) | 1 | Full Conversion | INR | [40 empty] | 528.9 | 528.9 | INR Five Hundred & Twenty Eight and Paise Ninety Only | 16.36 | 15 mm nominal bore | 2 | each
16.37 | 20 mm nominal bore |  | 2 | each | 305.04 |  |  | Excess(+) | 1 | Full Conversion | INR | [40 empty] | 610.08 | 610.08 | INR Six Hundred & Ten and Paise Eight Only | 16.37 | 20 mm nominal bore | 2 | each
16.38 | Providing and fixing uplasticised PVC connection pipe with brass unions : | [53 empty] | 16.38 | Providing and fixing uplasticised PVC connection pipe with brass unions :
16.39 | 45 cm length | [53 empty] | 16.39 | 45 cm length
16.4 | 15 mm nominal bore |  | 6 | each | 74.7 |  |  | Excess(+) | 1 | Full Conversion | INR | [40 empty] | 448.2 | 448.2 | INR Four Hundred & Forty Eight and Paise Twenty Only | 16.4 | 15 mm nominal bore | 6 | each
16.41 | Providing and fixing C.P. brass shower rose with 15 or 20 mm inlet : | [53 empty] | 16.41 | Providing and fixing C.P. brass shower rose with 15 or 20 mm inlet :
16.42 | 100 mm diameter |  | 2 | each | 145.86 |  |  | Excess(+) | 1 | Full Conversion | INR | [40 empty] | 291.72 | 291.72 | INR Two Hundred & Ninety One and Paise Seventy Two Only | 16.42 | 100 mm diameter | 2 | each
16.43 | Constructing masonry Chamber 30x30x50 cm inside, in brick work in cement mortar 1:4 (1 cement :4 coarse sand) for stop cock, with C. I. surface box 100x100 x75 mm (inside) with hinged cover fixed in cement concrete slab 1:2:4 mix (1 cement : 2 coarse sand : 4 graded stone aggregate 20 mm nominal size), i/c necessary excavation, foundation concrete 1:5:10 ( 1 cement : 5 fine sand : 10 graded stone aggregate 40mm nominal size ) and inside plastering with cement mortar 1:3 (1 cement : 3 coarse sand) 12mm thick, finished with a floating coat of neat cement complete as per standard design : | [53 empty] | 16.43 | Constructing masonry Chamber 30x30x50 cm inside, in brick work in cement mortar 1:4 (1 cement :4 coarse sand) for stop cock, with C. I. surface box 100x100 x75 mm (inside) with hinged cover fixed in cement concrete slab 1:2:4 mix (1 cement : 2 coarse sand : 4 graded stone aggregate 20 mm nominal size), i/c necessary excavation, foundation concrete 1:5:10 ( 1 cement : 5 fine sand : 10 graded stone aggregate 40mm nominal size ) and inside plastering with cement mortar 1:3 (1 cement : 3 coarse sand) 12mm thick, finished with a floating coat of neat cement complete as per standard design :
16.44 | With common burnt clay F.P.S.(non modular) bricks of class designation 7.5 |  | 2 | each | 1501.23 |  |  | Excess(+) | 1 | Full Conversion | INR | [40 empty] | 3002.46 | 3002.46 | INR Three Thousand &Two and Paise Forty Six Only | 16.44 | With common burnt clay F.P.S.(non modular) bricks of class designation 7.5 | 2 | each
16.45 | Painting G.I. pipes and fittings with synthetic enamel white paint with two coats over a ready mixed priming coat, both of approved quality for new work : | [53 empty] | 16.45 | Painting G.I. pipes and fittings with synthetic enamel white paint with two coats over a ready mixed priming coat, both of approved quality for new work :
16.46 | 15 mm diameter pipe |  | 10 | metre | 14.38 |  |  | Excess(+) | 1 | Full Conversion | INR | [40 empty] | 143.8 | 143.8 | INR One Hundred & Forty Three and Paise Eighty Only | 16.46 | 15 mm diameter pipe | 10 | metre
16.47 | 20 mm diameter pipe |  | 10 | metre | 17.23 |  |  | Excess(+) | 1 | Full Conversion | INR | [40 empty] | 172.3 | 172.3 | INR One Hundred & Seventy Two and Paise Thirty Only | 16.47 | 20 mm diameter pipe | 10 | metre
16.48 | 25 mm diameter pipe |  | 2 | metre | 22.45 |  |  | Excess(+) | 1 | Full Conversion | INR | [40 empty] | 44.9 | 44.9 | INR Forty Four and Paise Ninety Only | 16.48 | 25 mm diameter pipe | 2 | metre
16.49 | 32 mm diameter pipe |  | 2 | metre | 26.92 |  |  | Excess(+) | 1 | Full Conversion | INR | [40 empty] | 53.84 | 53.84 | INR Fifty Three and Paise Eighty Four Only | 16.49 | 32 mm diameter pipe | 2 | metre
16.5 | Painting G.I. pipes and fittings with two coats of anti-corrosive bitumastic paint of approved quality : | [53 empty] | 16.5 | Painting G.I. pipes and fittings with two coats of anti-corrosive bitumastic paint of approved quality :
16.51 | 15 mm diameter pipe |  | 10 | metre | 8.81 |  |  | Excess(+) | 1 | Full Conversion | INR | [40 empty] | 88.1 | 88.1 | INR Eighty Eight and Paise Ten Only | 16.51 | 15 mm diameter pipe | 10 | metre
16.52 | 20 mm diameter pipe |  | 10 | metre | 10.52 |  |  | Excess(+) | 1 | Full Conversion | INR | [40 empty] | 105.2 | 105.2 | INR One Hundred & Five and Paise Twenty Only | 16.52 | 20 mm diameter pipe | 10 | metre
16.53 | 25 mm diameter pipe |  | 10 | metre | 13.37 |  |  | Excess(+) | 1 | Full Conversion | INR | [40 empty] | 133.7 | 133.7 | INR One Hundred & Thirty Three and Paise Seventy Only | 16.53 | 25 mm diameter pipe | 10 | metre
16.54 | 32 mm diameter pipe |  | 10 | metre | 16.13 |  |  | Excess(+) | 1 | Full Conversion | INR | [40 empty] | 161.3 | 161.3 | INR One Hundred & Sixty One and Paise Thirty Only | 16.54 | 32 mm diameter pipe | 10 | metre
16.55 | Providing and filling sand of grading zone V or coarser grade, allround the G.I. pipes in external work : | [53 empty] | 16.55 | Providing and filling sand of grading zone V or coarser grade, allround the G.I. pipes in external work :
16.56 | 15 mm diameter pipe |  | 10 | metre | 138.27 |  |  | Excess(+) | 1 | Full Conversion | INR | [40 empty] | 1382.7 | 1382.7 | INR One Thousand Three Hundred & Eighty Two and Paise Seventy Only | 16.56 | 15 mm diameter pipe | 10 | metre
16.57 | 20 mm diameter pipe |  | 10 | metre | 140.16 |  |  | Excess(+) | 1 | Full Conversion | INR | [40 empty] | 1401.6 | 1401.6 | INR One Thousand Four Hundred & One and Paise Sixty Only | 16.57 | 20 mm diameter pipe | 10 | metre
16.58 | 25 mm diameter pipe |  | 10 | metre | 143.88 |  |  | Excess(+) | 1 | Full Conversion | INR | [40 empty] | 1438.8 | 1438.8 | INR One Thousand Four Hundred & Thirty Eight and Paise Eighty Only | 16.58 | 25 mm diameter pipe | 10 | metre
16.59 | 32 mm diameter pipe |  | 2 | metre | 147.61 |  |  | Excess(+) | 1 | Full Conversion | INR | [40 empty] | 295.22 | 295.22 | INR Two Hundred & Ninety Five and Paise Twenty Two Only | 16.59 | 32 mm diameter pipe | 2 | metre
16.6 | Providing and fixing G.I. Union in G.I. pipe including cutting and threading the pipe and making long screws etc. complete (New work) : | [53 empty] | 16.6 | Providing and fixing G.I. Union in G.I. pipe including cutting and threading the pipe and making long screws etc. complete (New work) :
16.61 | 15 mm nominal bore |  | 4 | each | 229.99 |  |  | Excess(+) | 1 | Full Conversion | INR | [40 empty] | 919.96 | 919.96 | INR Nine Hundred & Nineteen and Paise Ninety Six Only | 16.61 | 15 mm nominal bore | 4 | each
16.62 | 20 mm nominal bore |  | 4 | each | 253.44 |  |  | Excess(+) | 1 | Full Conversion | INR | [40 empty] | 1013.76 | 1013.76 | INR One Thousand &Thirteen and Paise Seventy Six Only | 16.62 | 20 mm nominal bore | 4 | each
16.63 | 25 mm nominal bore |  | 2 | each | 323.85 |  |  | Excess(+) | 1 | Full Conversion | INR | [40 empty] | 647.7 | 647.7 | INR Six Hundred & Forty Seven and Paise Seventy Only | 16.63 | 25 mm nominal bore | 2 | each
16.64 | Providing and fixing G.I. Union in existing G.I. pipe line, cutting and threading the pipe and making long screws, including excavation, refilling the earth or cutting of wall and making good the same complete wherever required : | [53 empty] | 16.64 | Providing and fixing G.I. Union in existing G.I. pipe line, cutting and threading the pipe and making long screws, including excavation, refilling the earth or cutting of wall and making good the same complete wherever required :
16.65 | 15 mm nominal bore |  | 2 | each | 598.77 |  |  | Excess(+) | 1 | Full Conversion | INR | [40 empty] | 1197.54 | 1197.54 | INR One Thousand One Hundred & Ninety Seven and Paise Fifty Four Only | 16.65 | 15 mm nominal bore | 2 | each
16.66 | 20 mm nominal bore |  | 2 | each | 622.27 |  |  | Excess(+) | 1 | Full Conversion | INR | [40 empty] | 1244.54 | 1244.54 | INR One Thousand Two Hundred & Forty Four and Paise Fifty Four Only | 16.66 | 20 mm nominal bore | 2 | each
16.67 | Providing and fixing rectangular high density polyethylene water storage loft tank with cover, conforming to ISI : 12701, colour of opaque white or as approved by Engineer-in-charge. The rate includes making necessary holes for inlet, outlet & over flow pipes. The base support i/c fittings & fixtures for tank shall be paid separately. |  | 5000 | per litre | 8.51 |  |  | Excess(+) | 1 | Full Conversion | INR | [40 empty] | 42550 | 42550 | INR Forty Two Thousand Five Hundred & Fifty Only | 16.67 | Providing and fixing rectangular high density polyethylene water storage loft tank with cover, conforming to ISI : 12701, colour of opaque white or as approved by Engineer-in-charge. The rate includes making necessary holes for inlet, outlet & over flow pipes. The base support i/c fittings & fixtures for tank shall be paid separately. | 5000 | per litre
16.68 | Providing and fixing C.P. brass bib cock of approved quality conforming to IS:8931 : | [53 empty] | 16.68 | Providing and fixing C.P. brass bib cock of approved quality conforming to IS:8931 :
16.69 | 15 mm nominal bore |  | 10 | each | 380.71 |  |  | Excess(+) | 1 | Full Conversion | INR | [40 empty] | 3807.1 | 3807.1 | INR Three Thousand Eight Hundred & Seven and Paise Ten Only | 16.69 | 15 mm nominal bore | 10 | each
16.7 | Providing and fixing C.P. brass long body bib cock of approved quality conforming to IS standards and weighing not less than 690 gms. | [53 empty] | 16.7 | Providing and fixing C.P. brass long body bib cock of approved quality conforming to IS standards and weighing not less than 690 gms.
16.71 | 15 mm nominal bore |  | 10 | each | 621.13 |  |  | Excess(+) | 1 | Full Conversion | INR | [40 empty] | 6211.3 | 6211.3 | INR Six Thousand Two Hundred & Eleven and Paise Thirty Only | 16.71 | 15 mm nominal bore | 10 | each
16.72 | Providing and fixing C.P. brass stop cock (concealed) of standard design and of approved make conforming to IS:8931. | [53 empty] | 16.72 | Providing and fixing C.P. brass stop cock (concealed) of standard design and of approved make conforming to IS:8931.
16.73 | 15 mm nominal bore |  | 10 | each | 521.48 |  |  | Excess(+) | 1 | Full Conversion | INR | [40 empty] | 5214.8 | 5214.8 | INR Five Thousand Two Hundred & Fourteen and Paise Eighty Only | 16.73 | 15 mm nominal bore | 10 | each
16.74 | Providing and fixing C.P. brass angle valve for basin mixer and geyser points of approved quality conforming to IS:8931 | [53 empty] | 16.74 | Providing and fixing C.P. brass angle valve for basin mixer and geyser points of approved quality conforming to IS:8931
16.75 | 15mm nominal bore |  | 10 | each | 438.71 |  |  | Excess(+) | 1 | Full Conversion | INR | [40 empty] | 4387.1 | 4387.1 | INR Four Thousand Three Hundred & Eighty Seven and Paise Ten Only | 16.75 | 15mm nominal bore | 10 | each
16.76 | Providing and fixing C.P. Brass extension nipple (size 15mmx50mm) of approved make and quality as per direction of Engineer-in-charge. |  | 10 | each | 54.1 |  |  | Excess(+) | 1 | Full Conversion | INR | [40 empty] | 541 | 541 | INR Five Hundred & Forty One Only | 16.76 | Providing and fixing C.P. Brass extension nipple (size 15mmx50mm) of approved make and quality as per direction of Engineer-in-charge. | 10 | each
16.77 | Cutting holes up to 30x30 cm in walls including making good the same: | [53 empty] | 16.77 | Cutting holes up to 30x30 cm in walls including making good the same:
16.78 | With common burnt clay F.P.S. (non modular) bricks |  | 10 | each | 317.76 |  |  | Excess(+) | 1 | Full Conversion | INR | [40 empty] | 3177.6 | 3177.6 | INR Three Thousand One Hundred & Seventy Seven and Paise Sixty Only | 16.78 | With common burnt clay F.P.S. (non modular) bricks | 10 | each
16.79 | Cutting holes up to 15x15 cm in R.C.C. floors and roofs for passing drain pipe etc. and repairing the hole after insertion of drain pipe etc. with cement concrete 1:2:4 (1 cement : 2 coarse sand : 4 graded stone aggregate 20 mm nominal size), including finishing complete so as to make it leak proof. |  | 2 | each | 330.64 |  |  | Excess(+) | 1 | Full Conversion | INR | [40 empty] | 661.28 | 661.28 | INR Six Hundred & Sixty One and Paise Twenty Eight Only | 16.79 | Cutting holes up to 15x15 cm in R.C.C. floors and roofs for passing drain pipe etc. and repairing the hole after insertion of drain pipe etc. with cement concrete 1:2:4 (1 cement : 2 coarse sand : 4 graded stone aggregate 20 mm nominal size), including finishing complete so as to make it leak proof. | 2 | each
16.8 | Making chases up to 7.5x7.5 cm in walls including making good and finishing with matching surface after housing G.I. pipe etc. |  | 10 | metre | 150.64 |  |  | Excess(+) | 1 | Full Conversion | INR | [40 empty] | 1506.4 | 1506.4 | INR One Thousand Five Hundred & Six and Paise Forty Only | 16.8 | Making chases up to 7.5x7.5 cm in walls including making good and finishing with matching surface after housing G.I. pipe etc. | 10 | metre
16.81 | Making hole up to 20x20 cm and embedding pipes up to 150 mm diameter in masonry and filling with cement concrete 1:3:6 (1 cement : 3 coarse sand: 6 graded stone aggregate 20 mm nominal size) including disposal of malba. |  | 2 | metre | 173.96 |  |  | Excess(+) | 1 | Full Conversion | INR | [40 empty] | 347.92 | 347.92 | INR Three Hundred & Forty Seven and Paise Ninety Two Only | 16.81 | Making hole up to 20x20 cm and embedding pipes up to 150 mm diameter in masonry and filling with cement concrete 1:3:6 (1 cement : 3 coarse sand: 6 graded stone aggregate 20 mm nominal size) including disposal of malba. | 2 | metre
17 | DRAINAGE | [53 empty] | 17 | DRAINAGE
17.01 | Providing, laying and jointing glazed stoneware pipes class SP-1 with stiff mixture of cement mortar in the proportion of 1:1 (1 cement : 1 fine sand) including testing of joints etc. complete : | [53 empty] | 17.01 | Providing, laying and jointing glazed stoneware pipes class SP-1 with stiff mixture of cement mortar in the proportion of 1:1 (1 cement : 1 fine sand) including testing of joints etc. complete :
17.02 | 100 mm diameter |  | 10 | metre | 329.46 |  |  | Excess(+) | 1 | Full Conversion | INR | [40 empty] | 3294.6 | 3294.6 | INR Three Thousand Two Hundred & Ninety Four and Paise Sixty Only | 17.02 | 100 mm diameter | 10 | metre
17.03 | 150 mm diameter |  | 10 | metre | 518.54 |  |  | Excess(+) | 1 | Full Conversion | INR | [40 empty] | 5185.4 | 5185.4 | INR Five Thousand One Hundred & Eighty Five and Paise Forty Only | 17.03 | 150 mm diameter | 10 | metre
17.04 | Providing and laying cement concrete 1:5:10 (1 cement : 5 coarse sand : 10 graded stone aggregate 40 mm nominal size) all-round S.W. pipes including bed concrete as per standard design : | [53 empty] | 17.04 | Providing and laying cement concrete 1:5:10 (1 cement : 5 coarse sand : 10 graded stone aggregate 40 mm nominal size) all-round S.W. pipes including bed concrete as per standard design :
17.05 | 100 mm diameter S.W. pipe |  | 10 | metre | 785.18 |  |  | Excess(+) | 1 | Full Conversion | INR | [40 empty] | 7851.8 | 7851.8 | INR Seven Thousand Eight Hundred & Fifty One and Paise Eighty Only | 17.05 | 100 mm diameter S.W. pipe | 10 | metre
17.06 | 150 mm diameter S.W. pipe |  | 10 | metre | 960.24 |  |  | Excess(+) | 1 | Full Conversion | INR | [40 empty] | 9602.4 | 9602.4 | INR Nine Thousand Six Hundred & Two and Paise Forty Only | 17.06 | 150 mm diameter S.W. pipe | 10 | metre
17.07 | Providing and laying cement concrete 1:5:10 (1 cement : 5 coarse sand : 10 graded stone aggregate 40 mm nominal size) up to haunches of S.W. pipes including bed concrete as per standard design : | [53 empty] | 17.07 | Providing and laying cement concrete 1:5:10 (1 cement : 5 coarse sand : 10 graded stone aggregate 40 mm nominal size) up to haunches of S.W. pipes including bed concrete as per standard design :
17.08 | 100 mm diameter S.W. pipe |  | 10 | metre | 373.17 |  |  | Excess(+) | 1 | Full Conversion | INR | [40 empty] | 3731.7 | 3731.7 | INR Three Thousand Seven Hundred & Thirty One and Paise Seventy Only | 17.08 | 100 mm diameter S.W. pipe | 10 | metre
17.09 | Providing and fixing square-mouth S.W. gully trap class SP-1 complete with C.I. grating brick masonry chamber with water tight C.I. cover with frame of 300 x300 mm size (inside) the weight of cover to be not less than 4.50 kg and frame to be not less than 2.70 kg as per standard design: | [53 empty] | 17.09 | Providing and fixing square-mouth S.W. gully trap class SP-1 complete with C.I. grating brick masonry chamber with water tight C.I. cover with frame of 300 x300 mm size (inside) the weight of cover to be not less than 4.50 kg and frame to be not less than 2.70 kg as per standard design:
17.1 | 100x100 mm size P type | [53 empty] | 17.1 | 100x100 mm size P type
17.11 | With common burnt clay F.P.S. (non modular) bricks of class designation 7.5 |  | 2 | each | 2151.29 |  |  | Excess(+) | 1 | Full Conversion | INR | [40 empty] | 4302.58 | 4302.58 | INR Four Thousand Three Hundred & Two and Paise Fifty Eight Only | 17.11 | With common burnt clay F.P.S. (non modular) bricks of class designation 7.5 | 2 | each
17.12 | Providing and laying non-pressure NP2 class (light duty) R.C.C. pipes with collars jointed with stiff mixture of cement mortar in the proportion of 1:2 (1 cement : 2 fine sand) including testing of joints etc. complete : | [53 empty] | 17.12 | Providing and laying non-pressure NP2 class (light duty) R.C.C. pipes with collars jointed with stiff mixture of cement mortar in the proportion of 1:2 (1 cement : 2 fine sand) including testing of joints etc. complete :
17.13 | 150 mm dia. R.C.C. pipe |  | 30 | metre | 432.35 |  |  | Excess(+) | 1 | Full Conversion | INR | [40 empty] | 12970.5 | 12970.5 | INR Twelve Thousand Nine Hundred & Seventy and Paise Fifty Only | 17.13 | 150 mm dia. R.C.C. pipe | 30 | metre
17.14 | 250 mm dia. R.C.C. pipe |  | 2 | metre | 711.22 |  |  | Excess(+) | 1 | Full Conversion | INR | [40 empty] | 1422.44 | 1422.44 | INR One Thousand Four Hundred & Twenty Two and Paise Forty Four Only | 17.14 | 250 mm dia. R.C.C. pipe | 2 | metre
17.15 | Constructing brick masonry manhole in cement mortar 1:4 ( 1 cement : 4 coarse sand ) with R.C.C. top slab with 1:1.5:3 mix (1 cement : 1.5 coarse sand (zone-III) : 3 graded stone aggregate 20 mm nominal size), foundation concrete 1:4:8 mix (1 cement : 4 coarse sand (zone-III) : 8 graded stone aggregate 40 mm nominal size), inside plastering 12 mm thick with cement mortar 1:3 (1 cement : 3 coarse sand) finished with floating coat of neat cement and making channels in cement concrete 1:2:4 (1 cement : 2 coarse sand : 4 graded stone aggregate 20 mm nominal size) finished with a floating coat of neat cement complete as per standard design : | [53 empty] | 17.15 | Constructing brick masonry manhole in cement mortar 1:4 ( 1 cement : 4 coarse sand ) with R.C.C. top slab with 1:1.5:3 mix (1 cement : 1.5 coarse sand (zone-III) : 3 graded stone aggregate 20 mm nominal size), foundation concrete 1:4:8 mix (1 cement : 4 coarse sand (zone-III) : 8 graded stone aggregate 40 mm nominal size), inside plastering 12 mm thick with cement mortar 1:3 (1 cement : 3 coarse sand) finished with floating coat of neat cement and making channels in cement concrete 1:2:4 (1 cement : 2 coarse sand : 4 graded stone aggregate 20 mm nominal size) finished with a floating coat of neat cement complete as per standard design :
17.16 | Inside size 90x80 cm and 45 cm deep including C.I. cover with frame (light duty) 455x610 mm internal dimensions, total weight of cover and frame to be not less than 38 kg (weight of cover 23 kg and weight of frame 15 kg) : | [53 empty] | 17.16 | Inside size 90x80 cm and 45 cm deep including C.I. cover with frame (light duty) 455x610 mm internal dimensions, total weight of cover and frame to be not less than 38 kg (weight of cover 23 kg and weight of frame 15 kg) :
17.17 | With common burnt clay F.P.S. (non modular) bricks of class designation 7.5 |  | 2 | each | 10247.35 |  |  | Excess(+) | 1 | Full Conversion | INR | [40 empty] | 20494.7 | 20494.7 | INR Twenty Thousand Four Hundred & Ninety Four and Paise Seventy Only | 17.17 | With common burnt clay F.P.S. (non modular) bricks of class designation 7.5 | 2 | each
17.18 | Extra for depth for manholes : | [53 empty] | 17.18 | Extra for depth for manholes :
17.19 | Size 90x80 cm | [53 empty] | 17.19 | Size 90x80 cm
17.2 | With common burnt clay F.P.S. (non modular) bricks of class designation 7.5 |  | 2 | metre | 7126.22 |  |  | Excess(+) | 1 | Full Conversion | INR | [40 empty] | 14252.44 | 14252.44 | INR Fourteen Thousand Two Hundred & Fifty Two and Paise Forty Four Only | 17.2 | With common burnt clay F.P.S. (non modular) bricks of class designation 7.5 | 2 | metre
17.21 | Replacement of M.S. foot rests in manholes including dismantling concrete blocks and fixing with 20x20x10 cm cement concrete blocks 1:3:6 (1 cement : 3 coarse sand : 6 graded stone aggregate 20 mm nominal size): | [53 empty] | 17.21 | Replacement of M.S. foot rests in manholes including dismantling concrete blocks and fixing with 20x20x10 cm cement concrete blocks 1:3:6 (1 cement : 3 coarse sand : 6 graded stone aggregate 20 mm nominal size):
17.22 | With 20 mm diameter round bar |  | 10 | each | 458.79 |  |  | Excess(+) | 1 | Full Conversion | INR | [40 empty] | 4587.9 | 4587.9 | INR Four Thousand Five Hundred & Eighty Seven and Paise Ninety Only | 17.22 | With 20 mm diameter round bar | 10 | each
17.23 | Making connection of drain or sewer line with existing manhole including breaking into and making good the walls, floors with cement concrete 1:2:4 mix (1 cement : 2 coarse sand : 4 graded stone aggregate 20 mm nominal size) cement plastered on both sides with cement mortar 1:3 (1 cement : 3 coarse sand), finished with a floating coat of neat cement and making necessary channels for the drain etc. complete : | [53 empty] | 17.23 | Making connection of drain or sewer line with existing manhole including breaking into and making good the walls, floors with cement concrete 1:2:4 mix (1 cement : 2 coarse sand : 4 graded stone aggregate 20 mm nominal size) cement plastered on both sides with cement mortar 1:3 (1 cement : 3 coarse sand), finished with a floating coat of neat cement and making necessary channels for the drain etc. complete :
17.24 | For pipes 100 to 250 mm diameter |  | 2 | each | 599.47 |  |  | Excess(+) | 1 | Full Conversion | INR | [40 empty] | 1198.94 | 1198.94 | INR One Thousand One Hundred & Ninety Eight and Paise Ninety Four Only | 17.24 | For pipes 100 to 250 mm diameter | 2 | each
17.25 | For pipes 250 to 300 mm diameter |  | 2 | each | 689.08 |  |  | Excess(+) | 1 | Full Conversion | INR | [40 empty] | 1378.16 | 1378.16 | INR One Thousand Three Hundred & Seventy Eight and Paise Sixteen Only | 17.25 | For pipes 250 to 300 mm diameter | 2 | each
17.26 | Extra for depth of manholes dismantled : | [53 empty] | 17.26 | Extra for depth of manholes dismantled :
17.27 | Rectangular manhole 90x80 cm and beyond 45 cm depth |  | 2 | metre | 1478.87 |  |  | Excess(+) | 1 | Full Conversion | INR | [40 empty] | 2957.74 | 2957.74 | INR Two Thousand Nine Hundred & Fifty Seven and Paise Seventy Four Only | 17.27 | Rectangular manhole 90x80 cm and beyond 45 cm depth | 2 | metre
17.28 | Raising manhole cover and frame slab to required level including dismantling existing slab and making good the damage as required (Raising depth of manhole to be paid separately) : | [53 empty] | 17.28 | Raising manhole cover and frame slab to required level including dismantling existing slab and making good the damage as required (Raising depth of manhole to be paid separately) :
17.29 | Rectangular manhole 90x80 cm with rectangular cover 600 x 450 mm of grade LD - 2.5 |  | 2 | each | 2388.12 |  |  | Excess(+) | 1 | Full Conversion | INR | [40 empty] | 4776.24 | 4776.24 | INR Four Thousand Seven Hundred & Seventy Six and Paise Twenty Four Only | 17.29 | Rectangular manhole 90x80 cm with rectangular cover 600 x 450 mm of grade LD - 2.5 | 2 | each
17.3 | Constructing brick masonry road gully chamber 45x45x77.5 cm with bricks in cement mortar 1:4 (1 cement : 4 coarse sand ) with precast R.C.C. vertical grating complete as per standard design : | [53 empty] | 17.3 | Constructing brick masonry road gully chamber 45x45x77.5 cm with bricks in cement mortar 1:4 (1 cement : 4 coarse sand ) with precast R.C.C. vertical grating complete as per standard design :
17.31 | With common burnt clay F.P.S. (non modular) bricks of class designation 7.5 |  | 2 | each | 5487.24 |  |  | Excess(+) | 1 | Full Conversion | INR | [40 empty] | 10974.48 | 10974.48 | INR Ten Thousand Nine Hundred & Seventy Four and Paise Forty Eight Only | 17.31 | With common burnt clay F.P.S. (non modular) bricks of class designation 7.5 | 2 | each
18 | ALUMINIUM WORK | [53 empty] | 18 | ALUMINIUM WORK
18.01 | Providing and fixing aluminium work for doors, windows, ventilators and partitions with extruded built up standard tubular sections/ appropriate Z sections and other sections of approved make conforming to IS: 733 and IS: 1285, fixing with dash fasteners of required dia and size, including necessary filling up the gaps at junctions, i.e. at top, bottom and sides with required EPDM rubber/ neoprene gasket etc. Aluminium sections shall be smooth, rust free, straight, mitred and jointed mechanically wherever required including cleat angle, Aluminium snap beading for glazing / paneling, C.P. brass / stainless steel screws, all complete as per architectural drawings and the directions of Engineer-in-charge. (Glazing, paneling and dash fasteners to be paid for separately) : | [53 empty] | 18.01 | Providing and fixing aluminium work for doors, windows, ventilators and partitions with extruded built up standard tubular sections/ appropriate Z sections and other sections of approved make conforming to IS: 733 and IS: 1285, fixing with dash fasteners of required dia and size, including necessary filling up the gaps at junctions, i.e. at top, bottom and sides with required EPDM rubber/ neoprene gasket etc. Aluminium sections shall be smooth, rust free, straight, mitred and jointed mechanically wherever required including cleat angle, Aluminium snap beading for glazing / paneling, C.P. brass / stainless steel screws, all complete as per architectural drawings and the directions of Engineer-in-charge. (Glazing, paneling and dash fasteners to be paid for separately) :
18.02 | For fixed portion | [53 empty] | 18.02 | For fixed portion
18.03 | Anodised aluminium (anodised transparent or dyed to required shade according to IS: 1868, Minimum anodic coating of grade AC 15) |  | 10 | kg | 380.49 |  |  | Excess(+) | 1 | Full Conversion | INR | [40 empty] | 3804.9 | 3804.9 | INR Three Thousand Eight Hundred & Four and Paise Ninety Only | 18.03 | Anodised aluminium (anodised transparent or dyed to required shade according to IS: 1868, Minimum anodic coating of grade AC 15) | 10 | kg
18.04 | For shutters of doors, windows & ventilators including providing and fixing hinges/ pivots and making provision for fixing of fittings wherever required including the cost of EPDM rubber / neoprene gasket required (Fittings shall be paid for separately) | [53 empty] | 18.04 | For shutters of doors, windows & ventilators including providing and fixing hinges/ pivots and making provision for fixing of fittings wherever required including the cost of EPDM rubber / neoprene gasket required (Fittings shall be paid for separately)
18.05 | Anodised aluminium (anodised transparent or dyed to required shade according to IS: 1868, Minimum anodic coating of grade AC 15) |  | 10 | kg | 466.29 |  |  | Excess(+) | 1 | Full Conversion | INR | [40 empty] | 4662.9 | 4662.9 | INR Four Thousand Six Hundred & Sixty Two and Paise Ninety Only | 18.05 | Anodised aluminium (anodised transparent or dyed to required shade according to IS: 1868, Minimum anodic coating of grade AC 15) | 10 | kg
18.06 | Providing and fixing 12 mm thick prelaminated particle board flat pressed three layer or graded wood particle board conforming to IS: 12823 Grade l Type ll, in panelling fixed in aluminum doors, windows shutters and partition frames with C.P. brass / stainless steel screws etc. complete as per architectural drawings and directions of engineer- in-charge. | [53 empty] | 18.06 | Providing and fixing 12 mm thick prelaminated particle board flat pressed three layer or graded wood particle board conforming to IS: 12823 Grade l Type ll, in panelling fixed in aluminum doors, windows shutters and partition frames with C.P. brass / stainless steel screws etc. complete as per architectural drawings and directions of engineer- in-charge.
18.07 | Pre-laminated particle board with decorative lamination on one side and balancing lamination on other side |  | 2 | sqm | 846.21 |  |  | Excess(+) | 1 | Full Conversion | INR | [40 empty] | 1692.42 | 1692.42 | INR One Thousand Six Hundred & Ninety Two and Paise Forty Two Only | 18.07 | Pre-laminated particle board with decorative lamination on one side and balancing lamination on other side | 2 | sqm
18.08 | Pre-laminated particle board with decorative lamination on both sides |  | 2 | sqm | 833.89 |  |  | Excess(+) | 1 | Full Conversion | INR | [40 empty] | 1667.78 | 1667.78 | INR One Thousand Six Hundred & Sixty Seven and Paise Seventy Eight Only | 18.08 | Pre-laminated particle board with decorative lamination on both sides | 2 | sqm
18.09 | Providing and fixing glazing in aluminium door, window, ventilator shutters and partitions etc. with EPDM rubber / neoprene gasket etc. complete as per the architectural drawings and the directions of engineer-in-charge . (Cost of aluminium snap beading shall be paid in basic item): | [53 empty] | 18.09 | Providing and fixing glazing in aluminium door, window, ventilator shutters and partitions etc. with EPDM rubber / neoprene gasket etc. complete as per the architectural drawings and the directions of engineer-in-charge . (Cost of aluminium snap beading shall be paid in basic item):
18.1 | With float glass panes of 4.0 mm thickness (weight not less than 10kg/sqm) |  | 2 | sqm | 894.17 |  |  | Excess(+) | 1 | Full Conversion | INR | [40 empty] | 1788.34 | 1788.34 | INR One Thousand Seven Hundred & Eighty Eight and Paise Thirty Four Only | 18.1 | With float glass panes of 4.0 mm thickness (weight not less than 10kg/sqm) | 2 | sqm
18.11 | Providing and fixing double action hydraulic floor spring of approved brand and manufacture conforming to IS : 6315, having brand logo embossed on the body / plate with double spring mechanism and door weight upto 125 kg, for doors, including cost of cutting floors, embedding in floors as required and making good the same matching to the existing floor finishing and cover plates with brass pivot and single piece M.S. sheet outer box with slide plate etc. complete as per the direction of Engineer-in-charge. | [53 empty] | 18.11 | Providing and fixing double action hydraulic floor spring of approved brand and manufacture conforming to IS : 6315, having brand logo embossed on the body / plate with double spring mechanism and door weight upto 125 kg, for doors, including cost of cutting floors, embedding in floors as required and making good the same matching to the existing floor finishing and cover plates with brass pivot and single piece M.S. sheet outer box with slide plate etc. complete as per the direction of Engineer-in-charge.
18.12 | With stainless steel cover plate minimum 1.25 mm thickness |  | 2 | each | 2147.17 |  |  | Excess(+) | 1 | Full Conversion | INR | [40 empty] | 4294.34 | 4294.34 | INR Four Thousand Two Hundred & Ninety Four and Paise Thirty Four Only | 18.12 | With stainless steel cover plate minimum 1.25 mm thickness | 2 | each
18.13 | Filling the gap in between aluminium frame & adjacent RCC/ Brick/ Stone work by providing weather silicon sealant over backer rod of approved quality as per architectural drawings and direction of Engineer-in-charge complete. | [53 empty] | 18.13 | Filling the gap in between aluminium frame & adjacent RCC/ Brick/ Stone work by providing weather silicon sealant over backer rod of approved quality as per architectural drawings and direction of Engineer-in-charge complete.
18.14 | Upto 5mm depth and 5 mm width |  | 20 | metre | 74.75 |  |  | Excess(+) | 1 | Full Conversion | INR | [40 empty] | 1495 | 1495 | INR One Thousand Four Hundred & Ninety Five Only | 18.14 | Upto 5mm depth and 5 mm width | 20 | metre
18.15 | Providing and fixing stainless steel (SS 304 grade) adjustable friction windows stays of approved quality with necessary stainless steel screws etc. to the side hung windows as per direction of Engineer- in-charge complete. | [53 empty] | 18.15 | Providing and fixing stainless steel (SS 304 grade) adjustable friction windows stays of approved quality with necessary stainless steel screws etc. to the side hung windows as per direction of Engineer- in-charge complete.
18.16 | 255 X 19 mm |  | 10 | each | 288.65 |  |  | Excess(+) | 1 | Full Conversion | INR | [40 empty] | 2886.5 | 2886.5 | INR Two Thousand Eight Hundred & Eighty Six and Paise Fifty Only | 18.16 | 255 X 19 mm | 10 | each
18.17 | Providing and fixing aluminium tubular handle bar 32 mm outer dia, 3.0 mm thick & 2100 mm long with SS screws etc .complete as per direction of Engineer-in-Charge. | [53 empty] | 18.17 | Providing and fixing aluminium tubular handle bar 32 mm outer dia, 3.0 mm thick & 2100 mm long with SS screws etc .complete as per direction of Engineer-in-Charge.
18.18 | Anodized (AC 15 ) aluminium tubular handle bar |  | 2 | each | 449.98 |  |  | Excess(+) | 1 | Full Conversion | INR | [40 empty] | 899.96 | 899.96 | INR Eight Hundred & Ninety Nine and Paise Ninety Six Only | 18.18 | Anodized (AC 15 ) aluminium tubular handle bar | 2 | each
18.19 | Providing and fixing Brass 100mm mortice latch and lock with 6 levers without pair of handles (best make of approved quality) for aluminium doors including necessary cutting and making good etc. complete. |  | 2 | each | 394.17 |  |  | Excess(+) | 1 | Full Conversion | INR | [40 empty] | 788.34 | 788.34 | INR Seven Hundred & Eighty Eight and Paise Thirty Four Only | 18.19 | Providing and fixing Brass 100mm mortice latch and lock with 6 levers without pair of handles (best make of approved quality) for aluminium doors including necessary cutting and making good etc. complete. | 2 | each
18.2 | Providing and fixing aluminium casement windows fastener of required length for aluminium windows with necessary screws etc. complete. | [53 empty] | 18.2 | Providing and fixing aluminium casement windows fastener of required length for aluminium windows with necessary screws etc. complete.
18.21 | Anodized (AC 15) aluminium |  | 2 | each | 64.49 |  |  | Excess(+) | 1 | Full Conversion | INR | [40 empty] | 128.98 | 128.98 | INR One Hundred & Twenty Eight and Paise Ninety Eight Only | 18.21 | Anodized (AC 15) aluminium | 2 | each
18.22 | Providing and fixing aluminium round shape handle of outer dia 100 mm with SS screws etc. complete as per direction of Engineer-in- charge | [53 empty] | 18.22 | Providing and fixing aluminium round shape handle of outer dia 100 mm with SS screws etc. complete as per direction of Engineer-in- charge
18.23 | Anodized (AC 15 ) aluminium |  | 2 | each | 77.82 |  |  | Excess(+) | 1 | Full Conversion | INR | [40 empty] | 155.64 | 155.64 | INR One Hundred & Fifty Five and Paise Sixty Four Only | 18.23 | Anodized (AC 15 ) aluminium | 2 | each
18.24 | Providing and fixing anodised aluminium grill (anodised transparent or dyed to required shade according to IS: 1868 with minimum anodic coating of grade AC 15) of approved design/pattern, with approved standard section and fixed to the existing window frame with C.P. brass/ stainless steel screws @ 200 mm centre to centre, including cutting the grill to proper opening size for fixing and operation of handles and fixing approved anodised aluminium standard section around the opening, all complete as per requirement and direction of Engineer-in-charge. (Only weight of grill to be measured for payment). |  | 10 | kg | 491.76 |  |  | Excess(+) | 1 | Full Conversion | INR | [40 empty] | 4917.6 | 4917.6 | INR Four Thousand Nine Hundred & Seventeen and Paise Sixty Only | 18.24 | Providing and fixing anodised aluminium grill (anodised transparent or dyed to required shade according to IS: 1868 with minimum anodic coating of grade AC 15) of approved design/pattern, with approved standard section and fixed to the existing window frame with C.P. brass/ stainless steel screws @ 200 mm centre to centre, including cutting the grill to proper opening size for fixing and operation of handles and fixing approved anodised aluminium standard section around the opening, all complete as per requirement and direction of Engineer-in-charge. (Only weight of grill to be measured for payment). | 10 | kg
19 | WATER PROOFING | [53 empty] | 19 | WATER PROOFING
19.01 | Providing and laying water proofing treatment to vertical and horizontal surfaces of depressed portions of W.C., kitchen and the like consisting of: (i) Ist course of applying cement slurry @ 4.4 kg/sqm mixed with water proofing compound conforming to IS 2645 in recommended proportions including rounding off junction of vertical and horizontal surface. (ii) IInd course of 20 mm cement plaster 1:3 (1 cement : 3 coarse sand) mixed with water proofing compound in recommended proportion including rounding off junction of vertical and horizontal surface. (iii) IIIrd course of applying blown or residual bitumen applied hot at 1.7 kg. per sqm of area. (iv) IVth course of 400 micron thick PVC sheet. (Overlaps at joints of PVC sheet should be 100 mm wide and pasted to each other with bitumen @ 1.7 kg/sqm). |  | 2 | sqm | 678.87 |  |  | Excess(+) | 1 | Full Conversion | INR | [40 empty] | 1357.74 | 1357.74 | INR One Thousand Three Hundred & Fifty Seven and Paise Seventy Four Only | 19.01 | Providing and laying water proofing treatment to vertical and horizontal surfaces of depressed portions of W.C., kitchen and the like consisting of: (i) Ist course of applying cement slurry @ 4.4 kg/sqm mixed with water proofing compound conforming to IS 2645 in recommended proportions including rounding off junction of vertical and horizontal surface. (ii) IInd course of 20 mm cement plaster 1:3 (1 cement : 3 coarse sand) mixed with water proofing compound in recommended proportion including rounding off junction of vertical and horizontal surface. (iii) IIIrd course of applying blown or residual bitumen applied hot at 1.7 kg. per sqm of area. (iv) IVth course of 400 micron thick PVC sheet. (Overlaps at joints of PVC sheet should be 100 mm wide and pasted to each other with bitumen @ 1.7 kg/sqm). | 2 | sqm
19.02 | Providing and laying water proofing treatment in sunken portion of WCs, bathroom etc., by applying cement slurry mixed with water proofing cement compound consisting of applying : (a) First layer of slurry of cement @ 0.488 kg/sqm mixed with water proofing cement compound @ 0.253 kg/ sqm. This layer will be allowed to air cure for 4 hours. (b) Second layer of slurry of cement @ 0.242 kg/sqm mixed with water proofing cement compound @ 0.126 kg/sqm. This layer will be allowed to air cure for 4 hours followed with water curing for 48 hours. The rate includes preparation of surface, treatment and sealing of all joints, corners, junctions of pipes and masonry with polymer mixed slurry. |  | 10 | sqm | 452.96 |  |  | Excess(+) | 1 | Full Conversion | INR | [40 empty] | 4529.6 | 4529.6 | INR Four Thousand Five Hundred & Twenty Nine and Paise Sixty Only | 19.02 | Providing and laying water proofing treatment in sunken portion of WCs, bathroom etc., by applying cement slurry mixed with water proofing cement compound consisting of applying : (a) First layer of slurry of cement @ 0.488 kg/sqm mixed with water proofing cement compound @ 0.253 kg/ sqm. This layer will be allowed to air cure for 4 hours. (b) Second layer of slurry of cement @ 0.242 kg/sqm mixed with water proofing cement compound @ 0.126 kg/sqm. This layer will be allowed to air cure for 4 hours followed with water curing for 48 hours. The rate includes preparation of surface, treatment and sealing of all joints, corners, junctions of pipes and masonry with polymer mixed slurry. | 10 | sqm
19.03 | Providing and laying integral cement based water proofing treatment including preparation of surface as required for treatment of roofs, balconies, terraces etc consisting of following operations: (a) Applying a slurry coat of neat cement using 2.75 kg/sqm of cement admixed with water proofing compound conforming to IS. 2645 and approved by Engineer-in-charge over the RCC slab including adjoining walls upto 300 mm height including cleaning the surface before treatment. (b) Laying brick bats with mortar using broken bricks/brick bats 25 mm to 115 mm size with 50% of cement mortar 1:5 (1 cement : 5 coarse sand) admixed with water proofing compound conforming to IS : 2645 and approved by Engineer- in-charge over 20 mm thick layer of cement mortar of mix 1:5 (1 cement :5 coarse sand ) admixed with water proofing compound conforming to IS : 2645 and approved by Engineer- in-charge to required slope and treating similarly the adjoining walls upto 300 mm height including rounding of junctions of walls and slabs. (c) After two days of proper curing applying a second coat of cement slurry using 2.75 kg/ sqm of cement admixed with water proofing compound conforming to IS : 2645 and approved by Engineer-in-charge. (d) Finishing the surface with 20 mm thick jointless cement mortar of mix 1:4 (1 cement :4 coarse sand) admixed with water proofing compound conforming to IS : 2645 and approved by Engineer-in-charge including laying glass fibre cloth of approved quality in top layer of plaster and finally finishing the surface with trowel with neat cement slurry and making pattern of 300x300 mm square 3 mm deep. (e) The whole terrace so finished shall be flooded with water for a minimum period of two weeks for curing and for final test. “All above operations to be done in order and as directed and specified by the Engineer-in-Charge : | [53 empty] | 19.03 | Providing and laying integral cement based water proofing treatment including preparation of surface as required for treatment of roofs, balconies, terraces etc consisting of following operations: (a) Applying a slurry coat of neat cement using 2.75 kg/sqm of cement admixed with water proofing compound conforming to IS. 2645 and approved by Engineer-in-charge over the RCC slab including adjoining walls upto 300 mm height including cleaning the surface before treatment. (b) Laying brick bats with mortar using broken bricks/brick bats 25 mm to 115 mm size with 50% of cement mortar 1:5 (1 cement : 5 coarse sand) admixed with water proofing compound conforming to IS : 2645 and approved by Engineer- in-charge over 20 mm thick layer of cement mortar of mix 1:5 (1 cement :5 coarse sand ) admixed with water proofing compound conforming to IS : 2645 and approved by Engineer- in-charge to required slope and treating similarly the adjoining walls upto 300 mm height including rounding of junctions of walls and slabs. (c) After two days of proper curing applying a second coat of cement slurry using 2.75 kg/ sqm of cement admixed with water proofing compound conforming to IS : 2645 and approved by Engineer-in-charge. (d) Finishing the surface with 20 mm thick jointless cement mortar of mix 1:4 (1 cement :4 coarse sand) admixed with water proofing compound conforming to IS : 2645 and approved by Engineer-in-charge including laying glass fibre cloth of approved quality in top layer of plaster and finally finishing the surface with trowel with neat cement slurry and making pattern of 300x300 mm square 3 mm deep. (e) The whole terrace so finished shall be flooded with water for a minimum period of two weeks for curing and for final test. “All above operations to be done in order and as directed and specified by the Engineer-in-Charge :
19.04 | With average thickness of 120 mm and minimum thickness at khurra as 65 mm. |  | 10 | sqm | 1335.34 |  |  | Excess(+) | 1 | Full Conversion | INR | [40 empty] | 13353.4 | 13353.4 | INR Thirteen Thousand Three Hundred & Fifty Three and Paise Forty Only | 19.04 | With average thickness of 120 mm and minimum thickness at khurra as 65 mm. | 10 | sqm
19.05 | Grading roof for water proofing treatment with | [53 empty] | 19.05 | Grading roof for water proofing treatment with
19.06 | Cement concrete 1:2:4 (1 cement : 2 coarse sand : 4 graded stone aggregate 20mm nominal size) |  | 2 | cum | 6585.49 |  |  | Excess(+) | 1 | Full Conversion | INR | [40 empty] | 13170.98 | 13170.98 | INR Thirteen Thousand One Hundred & Seventy and Paise Ninety Eight Only | 19.06 | Cement concrete 1:2:4 (1 cement : 2 coarse sand : 4 graded stone aggregate 20mm nominal size) | 2 | cum
20 | NEW TECHNOLOGIES AND MATERIALS | [53 empty] | 20 | NEW TECHNOLOGIES AND MATERIALS
20.01 | Providing, mixing and applying bonding coat of approved adhesive on chipped portion of RCC as per specifications and direction of Engineer-In-charge complete in all respect. | [53 empty] | 20.01 | Providing, mixing and applying bonding coat of approved adhesive on chipped portion of RCC as per specifications and direction of Engineer-In-charge complete in all respect.
20.02 | SBR Polymer (@10% of cement weight) modified cementitious bond coat @ 2.2 kg cement per sqm of surface area mixed with specified proportion of approved polymer |  | 10 | sqm | 103.24 |  |  | Excess(+) | 1 | Full Conversion | INR | [40 empty] | 1032.4 | 1032.4 | INR One Thousand &Thirty Two and Paise Forty Only | 20.02 | SBR Polymer (@10% of cement weight) modified cementitious bond coat @ 2.2 kg cement per sqm of surface area mixed with specified proportion of approved polymer | 10 | sqm
20.03 | Epoxy bonding adhesive having coverage 2.20 sqm/kg of approved make |  | 2 | sqm | 342.35 |  |  | Excess(+) | 1 | Full Conversion | INR | [40 empty] | 684.7 | 684.7 | INR Six Hundred & Eighty Four and Paise Seventy Only | 20.03 | Epoxy bonding adhesive having coverage 2.20 sqm/kg of approved make | 2 | sqm
20.04 | Providing, mixing and applying SBR polymer (of approved make) modified Cement mortar in proportion of 1:4 (1 cement: 4 graded coarse sand with polymer minimum 2% by wt. of cement used) as per specifications and directions of Engineer-in-charge. | [53 empty] | 20.04 | Providing, mixing and applying SBR polymer (of approved make) modified Cement mortar in proportion of 1:4 (1 cement: 4 graded coarse sand with polymer minimum 2% by wt. of cement used) as per specifications and directions of Engineer-in-charge.
20.05 | 25 mm average thickness in 2 layers. |  | 10 | sqm | 447.61 |  |  | Excess(+) | 1 | Full Conversion | INR | [40 empty] | 4476.1 | 4476.1 | INR Four Thousand Four Hundred & Seventy Six and Paise Ten Only | 20.05 | 25 mm average thickness in 2 layers. | 10 | sqm
20.06 | Providing, mixing and applying SBR polymer (of approved make @ minimum 2% by wt. of cement used) modified plain/reinforced cement concrete for structural members having minimum characteristic compressive strength [with ordinary portland cement, coarse sand and graded stone aggregate of 10mm maximum size in proportion as per design criteria] with specified average thickness. | [53 empty] | 20.06 | Providing, mixing and applying SBR polymer (of approved make @ minimum 2% by wt. of cement used) modified plain/reinforced cement concrete for structural members having minimum characteristic compressive strength [with ordinary portland cement, coarse sand and graded stone aggregate of 10mm maximum size in proportion as per design criteria] with specified average thickness.
20.07 | 50mm thick in Grade M 25 with cement content not less than 330 kg per cum |  | 4 | sqm | 497.37 |  |  | Excess(+) | 1 | Full Conversion | INR | [40 empty] | 1989.48 | 1989.48 | INR One Thousand Nine Hundred & Eighty Nine and Paise Forty Eight Only | 20.07 | 50mm thick in Grade M 25 with cement content not less than 330 kg per cum | 4 | sqm
21 | MINOR CIVIL MAINTENANCE WORK: | [53 empty] | 21 | MINOR CIVIL MAINTENANCE WORK:
21.01 | "Providing and laying in position cement concrete of specified grade excluding the cost of centering and shuttering - All work up to plinth level : 1:5:10 (1 cement : 5 coarse sand (zone-III) derived from natural sources: 10 graded brick aggregate 40 mm nominal size derived from natural sources) |  | 10 | Cum | 4985.93 |  |  | Excess(+) | 1 | Full Conversion | INR | [40 empty] | 49859.3 | 49859.3 | INR Forty Nine Thousand Eight Hundred & Fifty Nine and Paise Thirty Only | 21.01 | "Providing and laying in position cement concrete of specified grade excluding the cost of centering and shuttering - All work up to plinth level : 1:5:10 (1 cement : 5 coarse sand (zone-III) derived from natural sources: 10 graded brick aggregate 40 mm nominal size derived from natural sources) | 10 | Cum
21.02 | "P/F C.P brass towel rod complete with two C.P.brass brackets fixed to wooden cleats with C.P. brass screws of approved quality size of 600 x 20 mm. |  | 2 | Each | 457.52 |  |  | Excess(+) | 1 | Full Conversion | INR | [40 empty] | 915.04 | 915.04 | INR Nine Hundred & Fifteen and Paise Four Only | 21.02 | "P/F C.P brass towel rod complete with two C.P.brass brackets fixed to wooden cleats with C.P. brass screws of approved quality size of 600 x 20 mm. | 2 | Each
21.03 | "Providing and fixing gun metal gate valve with C.I. wheel of approved quality (screwed end) : (a) 15mm nominal bore. |  | 2 | Each | 574.83 |  |  | Excess(+) | 1 | Full Conversion | INR | [40 empty] | 1149.66 | 1149.66 | INR One Thousand One Hundred & Forty Nine and Paise Sixty Six Only | 21.03 | "Providing and fixing gun metal gate valve with C.I. wheel of approved quality (screwed end) : (a) 15mm nominal bore. | 2 | Each
21.04 | "Providing and fixing C.P. grating with or without hole for waste pipe for floor/ nahani trap 100 mm dia. weight not less than 100 grams. |  | 10 | Each | 51.62 |  |  | Excess(+) | 1 | Full Conversion | INR | [40 empty] | 516.2 | 516.2 | INR Five Hundred & Sixteen and Paise Twenty Only | 21.04 | "Providing and fixing C.P. grating with or without hole for waste pipe for floor/ nahani trap 100 mm dia. weight not less than 100 grams. | 10 | Each
21.05 | "Cutting rubbing and polishing of old mosaic flooring of dado for rubbing and removal of rubbish i/c one coat of cement slurry for final rubbing and polishing. |  | 100 | Sqm | 65.05 |  |  | Excess(+) | 1 | Full Conversion | INR | [40 empty] | 6505 | 6505 | INR Six Thousand Five Hundred & Five Only | 21.05 | "Cutting rubbing and polishing of old mosaic flooring of dado for rubbing and removal of rubbish i/c one coat of cement slurry for final rubbing and polishing. | 100 | Sqm
21.06 | "Providing and fixing C.P flange for C.P bib cock/C.P angle stop cock. |  | 30 | Each | 29.33 |  |  | Excess(+) | 1 | Full Conversion | INR | [40 empty] | 879.9 | 879.9 | INR Eight Hundred & Seventy Nine and Paise Ninety Only | 21.06 | "Providing and fixing C.P flange for C.P bib cock/C.P angle stop cock. | 30 | Each
21.07 | "Providing and fixing C.P Brass shower rose 15 mm or 20 mm inlet with shower arm (a) 75 mm dia fancy type. |  | 2 | Each | 586.56 |  |  | Excess(+) | 1 | Full Conversion | INR | [40 empty] | 1173.12 | 1173.12 | INR One Thousand One Hundred & Seventy Three and Paise Twelve Only | 21.07 | "Providing and fixing C.P Brass shower rose 15 mm or 20 mm inlet with shower arm (a) 75 mm dia fancy type. | 2 | Each
21.08 | "Providing and fixing C.P. waste 32 mm dia of make L&K for wash basin / sink. |  | 2 | Each | 305.01 |  |  | Excess(+) | 1 | Full Conversion | INR | [40 empty] | 610.02 | 610.02 | INR Six Hundred & Ten and Paise Two Only | 21.08 | "Providing and fixing C.P. waste 32 mm dia of make L&K for wash basin / sink. | 2 | Each
21.09 | Providing and fixing ISI marked flush door shutter non decorative type, core of block board construction with frame of first class hard wood and well matched commercial 3 ply veneering with vertical grains or cross bands and face veneers on both faces of shutters. 35 mm thick including ISI marked M.S butt hinges with necessary screw complete. |  | 10 | Sqm | 1954.84 |  |  | Excess(+) | 1 | Full Conversion | INR | [40 empty] | 19548.4 | 19548.4 | INR Nineteen Thousand Five Hundred & Forty Eight and Paise Forty Only | 21.09 | Providing and fixing ISI marked flush door shutter non decorative type, core of block board construction with frame of first class hard wood and well matched commercial 3 ply veneering with vertical grains or cross bands and face veneers on both faces of shutters. 35 mm thick including ISI marked M.S butt hinges with necessary screw complete. | 10 | Sqm
21.1 | "Providing and fixing white vitreous china oval type wash basin of size 550 x 480 with 15mm C.P brass pillar tap, 32mm C.P brass waste of standard pattern. |  | 2 | Each | 4461.35 |  |  | Excess(+) | 1 | Full Conversion | INR | [40 empty] | 8922.7 | 8922.7 | INR Eight Thousand Nine Hundred & Twenty Two and Paise Seventy Only | 21.1 | "Providing and fixing white vitreous china oval type wash basin of size 550 x 480 with 15mm C.P brass pillar tap, 32mm C.P brass waste of standard pattern. | 2 | Each
21.11 | "Providing and Fixing M.S handle for steel window. |  | 2 | Each | 35.2 |  |  | Excess(+) | 1 | Full Conversion | INR | [40 empty] | 70.4 | 70.4 | INR Seventy and Paise Forty Only | 21.11 | "Providing and Fixing M.S handle for steel window. | 2 | Each
21.12 | "Providing and fixing C.P. pillar cock 15 mm nominal bore (L&K make) for wash basin. |  | 2 | Each | 785.99 |  |  | Excess(+) | 1 | Full Conversion | INR | [40 empty] | 1571.98 | 1571.98 | INR One Thousand Five Hundred & Seventy One and Paise Ninety Eight Only | 21.12 | "Providing and fixing C.P. pillar cock 15 mm nominal bore (L&K make) for wash basin. | 2 | Each
21.13 | "Providing and Fixing white vitreous china flat back half stall urinal of size 580x 380 x 350 mm with fittings standard size, C.P. Brass domical waste 32 mm , C.P. Brass spreders 15 mm , C.P. Connection pipe with Brass union & clamp and C.P Brass Push Cock 15 mm including cutting & making good the wall. |  | 2 | Each | 8584.86 |  |  | Excess(+) | 1 | Full Conversion | INR | [40 empty] | 17169.72 | 17169.72 | INR Seventeen Thousand One Hundred & Sixty Nine and Paise Seventy Two Only | 21.13 | "Providing and Fixing white vitreous china flat back half stall urinal of size 580x 380 x 350 mm with fittings standard size, C.P. Brass domical waste 32 mm , C.P. Brass spreders 15 mm , C.P. Connection pipe with Brass union & clamp and C.P Brass Push Cock 15 mm including cutting & making good the wall. | 2 | Each
21.14 | "Providing and fixing C.P soap dish etc. complete. |  | 2 | Each | 387.13 |  |  | Excess(+) | 1 | Full Conversion | INR | [40 empty] | 774.26 | 774.26 | INR Seven Hundred & Seventy Four and Paise Twenty Six Only | 21.14 | "Providing and fixing C.P soap dish etc. complete. | 2 | Each
21.15 | Providing & fixing C.P Coat Pin hanger of approved make with necessary screws etc. complete |  | 2 | Each | 222.89 |  |  | Excess(+) | 1 | Full Conversion | INR | [40 empty] | 445.78 | 445.78 | INR Four Hundred & Forty Five and Paise Seventy Eight Only | 21.15 | Providing & fixing C.P Coat Pin hanger of approved make with necessary screws etc. complete | 2 | Each
21.16 | "Providing and fixing C.P connection for gyser (15 x 450) mm with nut and washer. |  | 2 | Each | 340.2 |  |  | Excess(+) | 1 | Full Conversion | INR | [40 empty] | 680.4 | 680.4 | INR Six Hundred & Eighty and Paise Forty Only | 21.16 | "Providing and fixing C.P connection for gyser (15 x 450) mm with nut and washer. | 2 | Each
21.17 | Brick work with common burnt clay F.P.S. (non modular) bricks of class designation 7.5 in foundation and plinth in: Cement mortar 1:6 (1 cement : 6 coarse sand) with old available bricks |  | 2 | Cum | 3087.99 |  |  | Excess(+) | 1 | Full Conversion | INR | [40 empty] | 6175.98 | 6175.98 | INR Six Thousand One Hundred & Seventy Five and Paise Ninety Eight Only | 21.17 | Brick work with common burnt clay F.P.S. (non modular) bricks of class designation 7.5 in foundation and plinth in: Cement mortar 1:6 (1 cement : 6 coarse sand) with old available bricks | 2 | Cum
21.18 | Providing and laying in position cement concrete of specified grade excluding the cost of centering and shuttering - All work up to plinth level : 1:5:10 (1 cement : 5 coarse sand (zone-III) derived from natural sources: 10 graded brick aggregate 40 mm nominal size derived from natural sources). With old available brick aggregate. |  | 2 | Cum | 3983.6 |  |  | Excess(+) | 1 | Full Conversion | INR | [40 empty] | 7967.2 | 7967.2 | INR Seven Thousand Nine Hundred & Sixty Seven and Paise Twenty Only | 21.18 | Providing and laying in position cement concrete of specified grade excluding the cost of centering and shuttering - All work up to plinth level : 1:5:10 (1 cement : 5 coarse sand (zone-III) derived from natural sources: 10 graded brick aggregate 40 mm nominal size derived from natural sources). With old available brick aggregate. | 2 | Cum
21.19 | Brick on edge flooring with old available bricks of class designation 7.5 on a bed of 12 mm cement mortar, including filling the joints with same mortar, with common burnt clay non modular bricks: 1:6 (1cement : 6 coarse sand) |  | 2 | Sqm | 481.5 |  |  | Excess(+) | 1 | Full Conversion | INR | [40 empty] | 963 | 963 | INR Nine Hundred & Sixty Three Only | 21.19 | Brick on edge flooring with old available bricks of class designation 7.5 on a bed of 12 mm cement mortar, including filling the joints with same mortar, with common burnt clay non modular bricks: 1:6 (1cement : 6 coarse sand) | 2 | Sqm
21.2 | Half brick masonry with old available common burnt clay F.P.S. (non modular) bricks of class designation 7.5 in superstructure above plinth level up to floor V level. Cement mortar 1:4 (1 cement :4 coarse sand) |  | 2 | Sqm | 576.68 |  |  | Excess(+) | 1 | Full Conversion | INR | [40 empty] | 1153.36 | 1153.36 | INR One Thousand One Hundred & Fifty Three and Paise Thirty Six Only | 21.2 | Half brick masonry with old available common burnt clay F.P.S. (non modular) bricks of class designation 7.5 in superstructure above plinth level up to floor V level. Cement mortar 1:4 (1 cement :4 coarse sand) | 2 | Sqm
21.21 | "Providing and fixing C.P waste 40 mm nominal bore for china sink or wash basin (L&K) make. |  | 2 | Each | 328.47 |  |  | Excess(+) | 1 | Full Conversion | INR | [40 empty] | 656.94 | 656.94 | INR Six Hundred & Fifty Six and Paise Ninety Four Only | 21.21 | "Providing and fixing C.P waste 40 mm nominal bore for china sink or wash basin (L&K) make. | 2 | Each
21.22 | "Providing and fixing C.P waste 50 mm nominal bore for china sink or wash basin (L&K) make. |  | 2 | Each | 445.79 |  |  | Excess(+) | 1 | Full Conversion | INR | [40 empty] | 891.58 | 891.58 | INR Eight Hundred & Ninety One and Paise Fifty Eight Only | 21.22 | "Providing and fixing C.P waste 50 mm nominal bore for china sink or wash basin (L&K) make. | 2 | Each
21.23 | "P/F 1.50mm thick homogeneous polyvinyl chloride sheet/tile in flooring and skirting in approved pattern on a smooth and damp proof base using rubber base adhesive of approved quality and manufacturer like Dualpo S-758 , Fevicol SR 998 or equivalent including rolling with light wooden roller weight about 5 kg. All complete as directed by Engineer -in -charge in approved colour and shade. |  | 10 | Sqm | 542.74 |  |  | Excess(+) | 1 | Full Conversion | INR | [40 empty] | 5427.4 | 5427.4 | INR Five Thousand Four Hundred & Twenty Seven and Paise Forty Only | 21.23 | "P/F 1.50mm thick homogeneous polyvinyl chloride sheet/tile in flooring and skirting in approved pattern on a smooth and damp proof base using rubber base adhesive of approved quality and manufacturer like Dualpo S-758 , Fevicol SR 998 or equivalent including rolling with light wooden roller weight about 5 kg. All complete as directed by Engineer -in -charge in approved colour and shade. | 10 | Sqm
21.24 | Providing & fixing Kota Stone upto 100 mm depth Strips with CM 1:4 in CC Road i/c cutting the kota in strips. |  | 10 | Rm | 21.92 |  |  | Excess(+) | 1 | Full Conversion | INR | [40 empty] | 219.2 | 219.2 | INR Two Hundred & Nineteen and Paise Twenty Only | 21.24 | Providing & fixing Kota Stone upto 100 mm depth Strips with CM 1:4 in CC Road i/c cutting the kota in strips. | 10 | Rm
21.25 | Providing and fixing C.P basin mixer of 15 mm nominal bore (L&K) make etc. complete |  | 2 | Each | 2522.2 |  |  | Excess(+) | 1 | Full Conversion | INR | [40 empty] | 5044.4 | 5044.4 | INR Five Thousand &Forty Four and Paise Forty Only | 21.25 | Providing and fixing C.P basin mixer of 15 mm nominal bore (L&K) make etc. complete | 2 | Each
21.26 | Providind and fixing C.P. hand spray (heath faucet) jaquar make or equivalant with push button control and flexible hose connection with C.P hook complete in all respects. |  | 2 | Each | 1730.35 |  |  | Excess(+) | 1 | Full Conversion | INR | [40 empty] | 3460.7 | 3460.7 | INR Three Thousand Four Hundred & Sixty and Paise Seventy Only | 21.26 | Providind and fixing C.P. hand spray (heath faucet) jaquar make or equivalant with push button control and flexible hose connection with C.P hook complete in all respects. | 2 | Each
21.27 | Providing and fixing 15 mm nominal bore C.P brass two way bib cock of L&K or approved equivalent make etc. complete |  | 2 | Each | 1284.56 |  |  | Excess(+) | 1 | Full Conversion | INR | [40 empty] | 2569.12 | 2569.12 | INR Two Thousand Five Hundred & Sixty Nine and Paise Twelve Only | 21.27 | Providing and fixing 15 mm nominal bore C.P brass two way bib cock of L&K or approved equivalent make etc. complete | 2 | Each
21.28 | Providing and fixing anti-cocroach grating 125 mm dia of approved equivalent make. |  | 2 | Each | 299.14 |  |  | Excess(+) | 1 | Full Conversion | INR | [40 empty] | 598.28 | 598.28 | INR Five Hundred & Ninety Eight and Paise Twenty Eight Only | 21.28 | Providing and fixing anti-cocroach grating 125 mm dia of approved equivalent make. | 2 | Each
21.29 | Providing and fixing 15 mm nominal bore C.P. swan neck pillar cock of L&K or approved equivalent make. |  | 2 | Each | 1396.01 |  |  | Excess(+) | 1 | Full Conversion | INR | [40 empty] | 2792.02 | 2792.02 | INR Two Thousand Seven Hundred & Ninety Two and Paise Two Only | 21.29 | Providing and fixing 15 mm nominal bore C.P. swan neck pillar cock of L&K or approved equivalent make. | 2 | Each
21.3 | Providing and fixing 15 mm nominal bore two way angle valve of make L&K or approved equivalent make. |  | 2 | Each | 1284.56 |  |  | Excess(+) | 1 | Full Conversion | INR | [40 empty] | 2569.12 | 2569.12 | INR Two Thousand Five Hundred & Sixty Nine and Paise Twelve Only | 21.3 | Providing and fixing 15 mm nominal bore two way angle valve of make L&K or approved equivalent make. | 2 | Each
21.31 | Taking out existing M.S door shutter, repair by providing & fixing 1 mm thick M.S sheet to existing frame of shutter by necessary welding etc. i/c cutting, welding, & removing existing damaged sheet and the re fixing of repaired M.S door shutter to existing door frame by welding etc. i/c replacement of hinges as required, all complete as per the direction of the Engineer-in-charge. |  | 4 | Sqm | 1197.06 |  |  | Excess(+) | 1 | Full Conversion | INR | [40 empty] | 4788.24 | 4788.24 | INR Four Thousand Seven Hundred & Eighty Eight and Paise Twenty Four Only | 21.31 | Taking out existing M.S door shutter, repair by providing & fixing 1 mm thick M.S sheet to existing frame of shutter by necessary welding etc. i/c cutting, welding, & removing existing damaged sheet and the re fixing of repaired M.S door shutter to existing door frame by welding etc. i/c replacement of hinges as required, all complete as per the direction of the Engineer-in-charge. | 4 | Sqm
21.32 | P/F hard drawn steel wire fabric of size 75x25 mm mesh or other suitable size wire mesh to be fixed & firmly anchored to the concrete surface by means of nails & PVC gullies with necessary drilling hole at C/C 150 mm spacing both ways and before fixing mesh chipping of unsound/weak concrete material from slab, beams & columns etc. with the help of manual chisel including cleaning the surface & reinforcement with wire brushes etc. |  | 6 | Sqm | 865.59 |  |  | Excess(+) | 1 | Full Conversion | INR | [40 empty] | 5193.54 | 5193.54 | INR Five Thousand One Hundred & Ninety Three and Paise Fifty Four Only | 21.32 | P/F hard drawn steel wire fabric of size 75x25 mm mesh or other suitable size wire mesh to be fixed & firmly anchored to the concrete surface by means of nails & PVC gullies with necessary drilling hole at C/C 150 mm spacing both ways and before fixing mesh chipping of unsound/weak concrete material from slab, beams & columns etc. with the help of manual chisel including cleaning the surface & reinforcement with wire brushes etc. | 6 | Sqm
21.33 | Providing and fixing aluminium sliding door bolts, ISI marked anodised (anodic coating not less than grade AC 10 as per IS : 1868), transparent or dyed to required colour or shade, with nuts and screws etc. complete : 200x10 mm |  | 6 | Each | 95.19 |  |  | Excess(+) | 1 | Full Conversion | INR | [40 empty] | 571.14 | 571.14 | INR Five Hundred & Seventy One and Paise Fourteen Only | 21.33 | Providing and fixing aluminium sliding door bolts, ISI marked anodised (anodic coating not less than grade AC 10 as per IS : 1868), transparent or dyed to required colour or shade, with nuts and screws etc. complete : 200x10 mm | 6 | Each
21.34 | Supplying of Coarse sand at site |  | 10 | Cum | 2610.17 |  |  | Excess(+) | 1 | Full Conversion | INR | [40 empty] | 26101.7 | 26101.7 | INR Twenty Six Thousand One Hundred & One and Paise Seventy Only | 21.34 | Supplying of Coarse sand at site | 10 | Cum
21.35 | Providing & fiixing Ebco male Aluminium Hanlde and hook for window etc. power coated in required colour with necessary stainless steel screws etc. to the side hung window as per directions of the Engineer-ib-charge complete. |  | 10 | Each | 131.39 |  |  | Excess(+) | 1 | Full Conversion | INR | [40 empty] | 1313.9 | 1313.9 | INR One Thousand Three Hundred & Thirteen and Paise Ninety Only | 21.35 | Providing & fiixing Ebco male Aluminium Hanlde and hook for window etc. power coated in required colour with necessary stainless steel screws etc. to the side hung window as per directions of the Engineer-ib-charge complete. | 10 | Each
Total in Figures | [51 empty] | 1963624.78 | 1963624.78 | INR Nineteen Lakh Sixty Three Thousand Six Hundred & Twenty Four and Paise Seventy Eight Only
Quoted Rate in Figures |  |  |  | Select | [47 empty] | 0 | 0 | INR Zero Only
Quoted Rate in Words |  | INR Zero Only
Note on K16: gepadmin: 1. If you choose "Full Conversion" then Column BA (AMOUNT) and Column BB (TAXES) BOTH values will be convert based on selected Currency in (Column L). 2. If you choose "Partial Conversion" then Column BA (AMOUNT) only will be converted based on selected currency (Column L) and Column BB (TAXES) value (INR) will be added to the converted values.
Note on K19: gepadmin: 1. If you choose "Full Conversion" then Column BA (AMOUNT) and Column BB (TAXES) BOTH values will be convert based on selected Currency in (Column L). 2. If you choose "Partial Conversion" then Column BA (AMOUNT) only will be converted based on selected currency (Column L) and Column BB (TAXES) value (INR) will be added to the converted values.
Note on K21: gepadmin: 1. If you choose "Full Conversion" then Column BA (AMOUNT) and Column BB (TAXES) BOTH values will be convert based on selected Currency in (Column L). 2. If you choose "Partial Conversion" then Column BA (AMOUNT) only will be converted based on selected currency (Column L) and Column BB (TAXES) value (INR) will be added to the converted values.
Note on K24: gepadmin: 1. If you choose "Full Conversion" then Column BA (AMOUNT) and Column BB (TAXES) BOTH values will be convert based on selected Currency in (Column L). 2. If you choose "Partial Conversion" then Column BA (AMOUNT) only will be converted based on selected currency (Column L) and Column BB (TAXES) value (INR) will be added to the converted values.
Note on K47: gepadmin: 1. If you choose "Full Conversion" then Column BA (AMOUNT) and Column BB (TAXES) BOTH values will be convert based on selected Currency in (Column L). 2. If you choose "Partial Conversion" then Column BA (AMOUNT) only will be converted based on selected currency (Column L) and Column BB (TAXES) value (INR) will be added to the converted values.
Note on K50: gepadmin: 1. If you choose "Full Conversion" then Column BA (AMOUNT) and Column BB (TAXES) BOTH values will be convert based on selected Currency in (Column L). 2. If you choose "Partial Conversion" then Column BA (AMOUNT) only will be converted based on selected currency (Column L) and Column BB (TAXES) value (INR) will be added to the converted values.
Note on K15: gepadmin: 1. If you choose "Full Conversion" then Column BA (AMOUNT) and Column BB (TAXES) BOTH values will be convert based on selected Currency in (Column L). 2. If you choose "Partial Conversion" then Column BA (AMOUNT) only will be converted based on selected currency (Column L) and Column BB (TAXES) value (INR) will be added to the converted values.
Note on K51: gepadmin: 1. If you choose "Full Conversion" then Column BA (AMOUNT) and Column BB (TAXES) BOTH values will be convert based on selected Currency in (Column L). 2. If you choose "Partial Conversion" then Column BA (AMOUNT) only will be converted based on selected currency (Column L) and Column BB (TAXES) value (INR) will be added to the converted values.
Note on K53: gepadmin: 1. If you choose "Full Conversion" then Column BA (AMOUNT) and Column BB (TAXES) BOTH values will be convert based on selected Currency in (Column L). 2. If you choose "Partial Conversion" then Column BA (AMOUNT) only will be converted based on selected currency (Column L) and Column BB (TAXES) value (INR) will be added to the converted values.
Note on K54: gepadmin: 1. If you choose "Full Conversion" then Column BA (AMOUNT) and Column BB (TAXES) BOTH values will be convert based on selected Currency in (Column L). 2. If you choose "Partial Conversion" then Column BA (AMOUNT) only will be converted based on selected currency (Column L) and Column BB (TAXES) value (INR) will be added to the converted values.
Note on K56: gepadmin: 1. If you choose "Full Conversion" then Column BA (AMOUNT) and Column BB (TAXES) BOTH values will be convert based on selected Currency in (Column L). 2. If you choose "Partial Conversion" then Column BA (AMOUNT) only will be converted based on selected currency (Column L) and Column BB (TAXES) value (INR) will be added to the converted values.
Note on K57: gepadmin: 1. If you choose "Full Conversion" then Column BA (AMOUNT) and Column BB (TAXES) BOTH values will be convert based on selected Currency in (Column L). 2. If you choose "Partial Conversion" then Column BA (AMOUNT) only will be converted based on selected currency (Column L) and Column BB (TAXES) value (INR) will be added to the converted values.
Note on K58: gepadmin: 1. If you choose "Full Conversion" then Column BA (AMOUNT) and Column BB (TAXES) BOTH values will be convert based on selected Currency in (Column L). 2. If you choose "Partial Conversion" then Column BA (AMOUNT) only will be converted based on selected currency (Column L) and Column BB (TAXES) value (INR) will be added to the converted values.
Note on K59: gepadmin: 1. If you choose "Full Conversion" then Column BA (AMOUNT) and Column BB (TAXES) BOTH values will be convert based on selected Currency in (Column L). 2. If you choose "Partial Conversion" then Column BA (AMOUNT) only will be converted based on selected currency (Column L) and Column BB (TAXES) value (INR) will be added to the converted values.
Note on K60: gepadmin: 1. If you choose "Full Conversion" then Column BA (AMOUNT) and Column BB (TAXES) BOTH values will be convert based on selected Currency in (Column L). 2. If you choose "Partial Conversion" then Column BA (AMOUNT) only will be converted based on selected currency (Column L) and Column BB (TAXES) value (INR) will be added to the converted values.
Note on K25: gepadmin: 1. If you choose "Full Conversion" then Column BA (AMOUNT) and Column BB (TAXES) BOTH values will be convert based on selected Currency in (Column L). 2. If you choose "Partial Conversion" then Column BA (AMOUNT) only will be converted based on selected currency (Column L) and Column BB (TAXES) value (INR) will be added to the converted values.
Note on K26: gepadmin: 1. If you choose "Full Conversion" then Column BA (AMOUNT) and Column BB (TAXES) BOTH values will be convert based on selected Currency in (Column L). 2. If you choose "Partial Conversion" then Column BA (AMOUNT) only will be converted based on selected currency (Column L) and Column BB (TAXES) value (INR) will be added to the converted values.
Note on K28: gepadmin: 1. If you choose "Full Conversion" then Column BA (AMOUNT) and Column BB (TAXES) BOTH values will be convert based on selected Currency in (Column L). 2. If you choose "Partial Conversion" then Column BA (AMOUNT) only will be converted based on selected currency (Column L) and Column BB (TAXES) value (INR) will be added to the converted values.
Note on K30: gepadmin: 1. If you choose "Full Conversion" then Column BA (AMOUNT) and Column BB (TAXES) BOTH values will be convert based on selected Currency in (Column L). 2. If you choose "Partial Conversion" then Column BA (AMOUNT) only will be converted based on selected currency (Column L) and Column BB (TAXES) value (INR) will be added to the converted values.
Note on K41: gepadmin: 1. If you choose "Full Conversion" then Column BA (AMOUNT) and Column BB (TAXES) BOTH values will be convert based on selected Currency in (Column L). 2. If you choose "Partial Conversion" then Column BA (AMOUNT) only will be converted based on selected currency (Column L) and Column BB (TAXES) value (INR) will be added to the converted values.
Note on K43: gepadmin: 1. If you choose "Full Conversion" then Column BA (AMOUNT) and Column BB (TAXES) BOTH values will be convert based on selected Currency in (Column L). 2. If you choose "Partial Conversion" then Column BA (AMOUNT) only will be converted based on selected currency (Column L) and Column BB (TAXES) value (INR) will be added to the converted values.
Note on K44: gepadmin: 1. If you choose "Full Conversion" then Column BA (AMOUNT) and Column BB (TAXES) BOTH values will be convert based on selected Currency in (Column L). 2. If you choose "Partial Conversion" then Column BA (AMOUNT) only will be converted based on selected currency (Column L) and Column BB (TAXES) value (INR) will be added to the converted values.
Note on K45: gepadmin: 1. If you choose "Full Conversion" then Column BA (AMOUNT) and Column BB (TAXES) BOTH values will be convert based on selected Currency in (Column L). 2. If you choose "Partial Conversion" then Column BA (AMOUNT) only will be converted based on selected currency (Column L) and Column BB (TAXES) value (INR) will be added to the converted values.
Note on K46: gepadmin: 1. If you choose "Full Conversion" then Column BA (AMOUNT) and Column BB (TAXES) BOTH values will be convert based on selected Currency in (Column L). 2. If you choose "Partial Conversion" then Column BA (AMOUNT) only will be converted based on selected currency (Column L) and Column BB (TAXES) value (INR) will be added to the converted values.
Note on K34: gepadmin: 1. If you choose "Full Conversion" then Column BA (AMOUNT) and Column BB (TAXES) BOTH values will be convert based on selected Currency in (Column L). 2. If you choose "Partial Conversion" then Column BA (AMOUNT) only will be converted based on selected currency (Column L) and Column BB (TAXES) value (INR) will be added to the converted values.
Note on K35: gepadmin: 1. If you choose "Full Conversion" then Column BA (AMOUNT) and Column BB (TAXES) BOTH values will be convert based on selected Currency in (Column L). 2. If you choose "Partial Conversion" then Column BA (AMOUNT) only will be converted based on selected currency (Column L) and Column BB (TAXES) value (INR) will be added to the converted values.
Note on K37: gepadmin: 1. If you choose "Full Conversion" then Column BA (AMOUNT) and Column BB (TAXES) BOTH values will be convert based on selected Currency in (Column L). 2. If you choose "Partial Conversion" then Column BA (AMOUNT) only will be converted based on selected currency (Column L) and Column BB (TAXES) value (INR) will be added to the converted values.
Note on K39: gepadmin: 1. If you choose "Full Conversion" then Column BA (AMOUNT) and Column BB (TAXES) BOTH values will be convert based on selected Currency in (Column L). 2. If you choose "Partial Conversion" then Column BA (AMOUNT) only will be converted based on selected currency (Column L) and Column BB (TAXES) value (INR) will be added to the converted values.
Note on K31: gepadmin: 1. If you choose "Full Conversion" then Column BA (AMOUNT) and Column BB (TAXES) BOTH values will be convert based on selected Currency in (Column L). 2. If you choose "Partial Conversion" then Column BA (AMOUNT) only will be converted based on selected currency (Column L) and Column BB (TAXES) value (INR) will be added to the converted values.
Note on K721: gepadmin: 1. If you choose "Full Conversion" then Column BA (AMOUNT) and Column BB (TAXES) BOTH values will be convert based on selected Currency in (Column L). 2. If you choose "Partial Conversion" then Column BA (AMOUNT) only will be converted based on selected currency (Column L) and Column BB (TAXES) value (INR) will be added to the converted values.
Note on K722: gepadmin: 1. If you choose "Full Conversion" then Column BA (AMOUNT) and Column BB (TAXES) BOTH values will be convert based on selected Currency in (Column L). 2. If you choose "Partial Conversion" then Column BA (AMOUNT) only will be converted based on selected currency (Column L) and Column BB (TAXES) value (INR) will be added to the converted values.
Note on K723: gepadmin: 1. If you choose "Full Conversion" then Column BA (AMOUNT) and Column BB (TAXES) BOTH values will be convert based on selected Currency in (Column L). 2. If you choose "Partial Conversion" then Column BA (AMOUNT) only will be converted based on selected currency (Column L) and Column BB (TAXES) value (INR) will be added to the converted values.
Note on K62: gepadmin: 1. If you choose "Full Conversion" then Column BA (AMOUNT) and Column BB (TAXES) BOTH values will be convert based on selected Currency in (Column L). 2. If you choose "Partial Conversion" then Column BA (AMOUNT) only will be converted based on selected currency (Column L) and Column BB (TAXES) value (INR) will be added to the converted values.
Note on K63: gepadmin: 1. If you choose "Full Conversion" then Column BA (AMOUNT) and Column BB (TAXES) BOTH values will be convert based on selected Currency in (Column L). 2. If you choose "Partial Conversion" then Column BA (AMOUNT) only will be converted based on selected currency (Column L) and Column BB (TAXES) value (INR) will be added to the converted values.
Note on K64: gepadmin: 1. If you choose "Full Conversion" then Column BA (AMOUNT) and Column BB (TAXES) BOTH values will be convert based on selected Currency in (Column L). 2. If you choose "Partial Conversion" then Column BA (AMOUNT) only will be converted based on selected currency (Column L) and Column BB (TAXES) value (INR) will be added to the converted values.
Note on K66: gepadmin: 1. If you choose "Full Conversion" then Column BA (AMOUNT) and Column BB (TAXES) BOTH values will be convert based on selected Currency in (Column L). 2. If you choose "Partial Conversion" then Column BA (AMOUNT) only will be converted based on selected currency (Column L) and Column BB (TAXES) value (INR) will be added to the converted values.
Note on K68: gepadmin: 1. If you choose "Full Conversion" then Column BA (AMOUNT) and Column BB (TAXES) BOTH values will be convert based on selected Currency in (Column L). 2. If you choose "Partial Conversion" then Column BA (AMOUNT) only will be converted based on selected currency (Column L) and Column BB (TAXES) value (INR) will be added to the converted values.
Note on K71: gepadmin: 1. If you choose "Full Conversion" then Column BA (AMOUNT) and Column BB (TAXES) BOTH values will be convert based on selected Currency in (Column L). 2. If you choose "Partial Conversion" then Column BA (AMOUNT) only will be converted based on selected currency (Column L) and Column BB (TAXES) value (INR) will be added to the converted values.
Note on K72: gepadmin: 1. If you choose "Full Conversion" then Column BA (AMOUNT) and Column BB (TAXES) BOTH values will be convert based on selected Currency in (Column L). 2. If you choose "Partial Conversion" then Column BA (AMOUNT) only will be converted based on selected currency (Column L) and Column BB (TAXES) value (INR) will be added to the converted values.
Note on K75: gepadmin: 1. If you choose "Full Conversion" then Column BA (AMOUNT) and Column BB (TAXES) BOTH values will be convert based on selected Currency in (Column L). 2. If you choose "Partial Conversion" then Column BA (AMOUNT) only will be converted based on selected currency (Column L) and Column BB (TAXES) value (INR) will be added to the converted values.
Note on K77: gepadmin: 1. If you choose "Full Conversion" then Column BA (AMOUNT) and Column BB (TAXES) BOTH values will be convert based on selected Currency in (Column L). 2. If you choose "Partial Conversion" then Column BA (AMOUNT) only will be converted based on selected currency (Column L) and Column BB (TAXES) value (INR) will be added to the converted values.
Note on K78: gepadmin: 1. If you choose "Full Conversion" then Column BA (AMOUNT) and Column BB (TAXES) BOTH values will be convert based on selected Currency in (Column L). 2. If you choose "Partial Conversion" then Column BA (AMOUNT) only will be converted based on selected currency (Column L) and Column BB (TAXES) value (INR) will be added to the converted values.
Note on K80: gepadmin: 1. If you choose "Full Conversion" then Column BA (AMOUNT) and Column BB (TAXES) BOTH values will be convert based on selected Currency in (Column L). 2. If you choose "Partial Conversion" then Column BA (AMOUNT) only will be converted based on selected currency (Column L) and Column BB (TAXES) value (INR) will be added to the converted values.
Note on K82: gepadmin: 1. If you choose "Full Conversion" then Column BA (AMOUNT) and Column BB (TAXES) BOTH values will be convert based on selected Currency in (Column L). 2. If you choose "Partial Conversion" then Column BA (AMOUNT) only will be converted based on selected currency (Column L) and Column BB (TAXES) value (INR) will be added to the converted values.
Note on K84: gepadmin: 1. If you choose "Full Conversion" then Column BA (AMOUNT) and Column BB (TAXES) BOTH values will be convert based on selected Currency in (Column L). 2. If you choose "Partial Conversion" then Column BA (AMOUNT) only will be converted based on selected currency (Column L) and Column BB (TAXES) value (INR) will be added to the converted values.
Note on K85: gepadmin: 1. If you choose "Full Conversion" then Column BA (AMOUNT) and Column BB (TAXES) BOTH values will be convert based on selected Currency in (Column L). 2. If you choose "Partial Conversion" then Column BA (AMOUNT) only will be converted based on selected currency (Column L) and Column BB (TAXES) value (INR) will be added to the converted values.
Note on K86: gepadmin: 1. If you choose "Full Conversion" then Column BA (AMOUNT) and Column BB (TAXES) BOTH values will be convert based on selected Currency in (Column L). 2. If you choose "Partial Conversion" then Column BA (AMOUNT) only will be converted based on selected currency (Column L) and Column BB (TAXES) value (INR) will be added to the converted values.
Note on K90: gepadmin: 1. If you choose "Full Conversion" then Column BA (AMOUNT) and Column BB (TAXES) BOTH values will be convert based on selected Currency in (Column L). 2. If you choose "Partial Conversion" then Column BA (AMOUNT) only will be converted based on selected currency (Column L) and Column BB (TAXES) value (INR) will be added to the converted values.
Note on K92: gepadmin: 1. If you choose "Full Conversion" then Column BA (AMOUNT) and Column BB (TAXES) BOTH values will be convert based on selected Currency in (Column L). 2. If you choose "Partial Conversion" then Column BA (AMOUNT) only will be converted based on selected currency (Column L) and Column BB (TAXES) value (INR) will be added to the converted values.
Note on K93: gepadmin: 1. If you choose "Full Conversion" then Column BA (AMOUNT) and Column BB (TAXES) BOTH values will be convert based on selected Currency in (Column L). 2. If you choose "Partial Conversion" then Column BA (AMOUNT) only will be converted based on selected currency (Column L) and Column BB (TAXES) value (INR) will be added to the converted values.
Note on K95: gepadmin: 1. If you choose "Full Conversion" then Column BA (AMOUNT) and Column BB (TAXES) BOTH values will be convert based on selected Currency in (Column L). 2. If you choose "Partial Conversion" then Column BA (AMOUNT) only will be converted based on selected currency (Column L) and Column BB (TAXES) value (INR) will be added to the converted values.
Note on K96: gepadmin: 1. If you choose "Full Conversion" then Column BA (AMOUNT) and Column BB (TAXES) BOTH values will be convert based on selected Currency in (Column L). 2. If you choose "Partial Conversion" then Column BA (AMOUNT) only will be converted based on selected currency (Column L) and Column BB (TAXES) value (INR) will be added to the converted values.
Note on K97: gepadmin: 1. If you choose "Full Conversion" then Column BA (AMOUNT) and Column BB (TAXES) BOTH values will be convert based on selected Currency in (Column L). 2. If you choose "Partial Conversion" then Column BA (AMOUNT) only will be converted based on selected currency (Column L) and Column BB (TAXES) value (INR) will be added to the converted values.
Note on K98: gepadmin: 1. If you choose "Full Conversion" then Column BA (AMOUNT) and Column BB (TAXES) BOTH values will be convert based on selected Currency in (Column L). 2. If you choose "Partial Conversion" then Column BA (AMOUNT) only will be converted based on selected currency (Column L) and Column BB (TAXES) value (INR) will be added to the converted values.
Note on K100: gepadmin: 1. If you choose "Full Conversion" then Column BA (AMOUNT) and Column BB (TAXES) BOTH values will be convert based on selected Currency in (Column L). 2. If you choose "Partial Conversion" then Column BA (AMOUNT) only will be converted based on selected currency (Column L) and Column BB (TAXES) value (INR) will be added to the converted values.
Note on K101: gepadmin: 1. If you choose "Full Conversion" then Column BA (AMOUNT) and Column BB (TAXES) BOTH values will be convert based on selected Currency in (Column L). 2. If you choose "Partial Conversion" then Column BA (AMOUNT) only will be converted based on selected currency (Column L) and Column BB (TAXES) value (INR) will be added to the converted values.
Note on K103: gepadmin: 1. If you choose "Full Conversion" then Column BA (AMOUNT) and Column BB (TAXES) BOTH values will be convert based on selected Currency in (Column L). 2. If you choose "Partial Conversion" then Column BA (AMOUNT) only will be converted based on selected currency (Column L) and Column BB (TAXES) value (INR) will be added to the converted values.
Note on K104: gepadmin: 1. If you choose "Full Conversion" then Column BA (AMOUNT) and Column BB (TAXES) BOTH values will be convert based on selected Currency in (Column L). 2. If you choose "Partial Conversion" then Column BA (AMOUNT) only will be converted based on selected currency (Column L) and Column BB (TAXES) value (INR) will be added to the converted values.
Note on K107: gepadmin: 1. If you choose "Full Conversion" then Column BA (AMOUNT) and Column BB (TAXES) BOTH values will be convert based on selected Currency in (Column L). 2. If you choose "Partial Conversion" then Column BA (AMOUNT) only will be converted based on selected currency (Column L) and Column BB (TAXES) value (INR) will be added to the converted values.
Note on K108: gepadmin: 1. If you choose "Full Conversion" then Column BA (AMOUNT) and Column BB (TAXES) BOTH values will be convert based on selected Currency in (Column L). 2. If you choose "Partial Conversion" then Column BA (AMOUNT) only will be converted based on selected currency (Column L) and Column BB (TAXES) value (INR) will be added to the converted values.
Note on K111: gepadmin: 1. If you choose "Full Conversion" then Column BA (AMOUNT) and Column BB (TAXES) BOTH values will be convert based on selected Currency in (Column L). 2. If you choose "Partial Conversion" then Column BA (AMOUNT) only will be converted based on selected currency (Column L) and Column BB (TAXES) value (INR) will be added to the converted values.
Note on K112: gepadmin: 1. If you choose "Full Conversion" then Column BA (AMOUNT) and Column BB (TAXES) BOTH values will be convert based on selected Currency in (Column L). 2. If you choose "Partial Conversion" then Column BA (AMOUNT) only will be converted based on selected currency (Column L) and Column BB (TAXES) value (INR) will be added to the converted values.
Note on K113: gepadmin: 1. If you choose "Full Conversion" then Column BA (AMOUNT) and Column BB (TAXES) BOTH values will be convert based on selected Currency in (Column L). 2. If you choose "Partial Conversion" then Column BA (AMOUNT) only will be converted based on selected currency (Column L) and Column BB (TAXES) value (INR) will be added to the converted values.
Note on K114: gepadmin: 1. If you choose "Full Conversion" then Column BA (AMOUNT) and Column BB (TAXES) BOTH values will be convert based on selected Currency in (Column L). 2. If you choose "Partial Conversion" then Column BA (AMOUNT) only will be converted based on selected currency (Column L) and Column BB (TAXES) value (INR) will be added to the converted values.
Note on K117: gepadmin: 1. If you choose "Full Conversion" then Column BA (AMOUNT) and Column BB (TAXES) BOTH values will be convert based on selected Currency in (Column L). 2. If you choose "Partial Conversion" then Column BA (AMOUNT) only will be converted based on selected currency (Column L) and Column BB (TAXES) value (INR) will be added to the converted values.
Note on K118: gepadmin: 1. If you choose "Full Conversion" then Column BA (AMOUNT) and Column BB (TAXES) BOTH values will be convert based on selected Currency in (Column L). 2. If you choose "Partial Conversion" then Column BA (AMOUNT) only will be converted based on selected currency (Column L) and Column BB (TAXES) value (INR) will be added to the converted values.
Note on K120: gepadmin: 1. If you choose "Full Conversion" then Column BA (AMOUNT) and Column BB (TAXES) BOTH values will be convert based on selected Currency in (Column L). 2. If you choose "Partial Conversion" then Column BA (AMOUNT) only will be converted based on selected currency (Column L) and Column BB (TAXES) value (INR) will be added to the converted values.
Note on K122: gepadmin: 1. If you choose "Full Conversion" then Column BA (AMOUNT) and Column BB (TAXES) BOTH values will be convert based on selected Currency in (Column L). 2. If you choose "Partial Conversion" then Column BA (AMOUNT) only will be converted based on selected currency (Column L) and Column BB (TAXES) value (INR) will be added to the converted values.
Note on K124: gepadmin: 1. If you choose "Full Conversion" then Column BA (AMOUNT) and Column BB (TAXES) BOTH values will be convert based on selected Currency in (Column L). 2. If you choose "Partial Conversion" then Column BA (AMOUNT) only will be converted based on selected currency (Column L) and Column BB (TAXES) value (INR) will be added to the converted values.
Note on K125: gepadmin: 1. If you choose "Full Conversion" then Column BA (AMOUNT) and Column BB (TAXES) BOTH values will be convert based on selected Currency in (Column L). 2. If you choose "Partial Conversion" then Column BA (AMOUNT) only will be converted based on selected currency (Column L) and Column BB (TAXES) value (INR) will be added to the converted values.
Note on K127: gepadmin: 1. If you choose "Full Conversion" then Column BA (AMOUNT) and Column BB (TAXES) BOTH values will be convert based on selected Currency in (Column L). 2. If you choose "Partial Conversion" then Column BA (AMOUNT) only will be converted based on selected currency (Column L) and Column BB (TAXES) value (INR) will be added to the converted values.
Note on K128: gepadmin: 1. If you choose "Full Conversion" then Column BA (AMOUNT) and Column BB (TAXES) BOTH values will be convert based on selected Currency in (Column L). 2. If you choose "Partial Conversion" then Column BA (AMOUNT) only will be converted based on selected currency (Column L) and Column BB (TAXES) value (INR) will be added to the converted values.
Note on K132: gepadmin: 1. If you choose "Full Conversion" then Column BA (AMOUNT) and Column BB (TAXES) BOTH values will be convert based on selected Currency in (Column L). 2. If you choose "Partial Conversion" then Column BA (AMOUNT) only will be converted based on selected currency (Column L) and Column BB (TAXES) value (INR) will be added to the converted values.
Note on K135: gepadmin: 1. If you choose "Full Conversion" then Column BA (AMOUNT) and Column BB (TAXES) BOTH values will be convert based on selected Currency in (Column L). 2. If you choose "Partial Conversion" then Column BA (AMOUNT) only will be converted based on selected currency (Column L) and Column BB (TAXES) value (INR) will be added to the converted values.
Note on K136: gepadmin: 1. If you choose "Full Conversion" then Column BA (AMOUNT) and Column BB (TAXES) BOTH values will be convert based on selected Currency in (Column L). 2. If you choose "Partial Conversion" then Column BA (AMOUNT) only will be converted based on selected currency (Column L) and Column BB (TAXES) value (INR) will be added to the converted values.
Note on K138: gepadmin: 1. If you choose "Full Conversion" then Column BA (AMOUNT) and Column BB (TAXES) BOTH values will be convert based on selected Currency in (Column L). 2. If you choose "Partial Conversion" then Column BA (AMOUNT) only will be converted based on selected currency (Column L) and Column BB (TAXES) value (INR) will be added to the converted values.
Note on K140: gepadmin: 1. If you choose "Full Conversion" then Column BA (AMOUNT) and Column BB (TAXES) BOTH values will be convert based on selected Currency in (Column L). 2. If you choose "Partial Conversion" then Column BA (AMOUNT) only will be converted based on selected currency (Column L) and Column BB (TAXES) value (INR) will be added to the converted values.
Note on K141: gepadmin: 1. If you choose "Full Conversion" then Column BA (AMOUNT) and Column BB (TAXES) BOTH values will be convert based on selected Currency in (Column L). 2. If you choose "Partial Conversion" then Column BA (AMOUNT) only will be converted based on selected currency (Column L) and Column BB (TAXES) value (INR) will be added to the converted values.
Note on K142: gepadmin: 1. If you choose "Full Conversion" then Column BA (AMOUNT) and Column BB (TAXES) BOTH values will be convert based on selected Currency in (Column L). 2. If you choose "Partial Conversion" then Column BA (AMOUNT) only will be converted based on selected currency (Column L) and Column BB (TAXES) value (INR) will be added to the converted values.
Note on K144: gepadmin: 1. If you choose "Full Conversion" then Column BA (AMOUNT) and Column BB (TAXES) BOTH values will be convert based on selected Currency in (Column L). 2. If you choose "Partial Conversion" then Column BA (AMOUNT) only will be converted based on selected currency (Column L) and Column BB (TAXES) value (INR) will be added to the converted values.
Note on K145: gepadmin: 1. If you choose "Full Conversion" then Column BA (AMOUNT) and Column BB (TAXES) BOTH values will be convert based on selected Currency in (Column L). 2. If you choose "Partial Conversion" then Column BA (AMOUNT) only will be converted based on selected currency (Column L) and Column BB (TAXES) value (INR) will be added to the converted values.
Note on K146: gepadmin: 1. If you choose "Full Conversion" then Column BA (AMOUNT) and Column BB (TAXES) BOTH values will be convert based on selected Currency in (Column L). 2. If you choose "Partial Conversion" then Column BA (AMOUNT) only will be converted based on selected currency (Column L) and Column BB (TAXES) value (INR) will be added to the converted values.
Note on K148: gepadmin: 1. If you choose "Full Conversion" then Column BA (AMOUNT) and Column BB (TAXES) BOTH values will be convert based on selected Currency in (Column L). 2. If you choose "Partial Conversion" then Column BA (AMOUNT) only will be converted based on selected currency (Column L) and Column BB (TAXES) value (INR) will be added to the converted values.
Note on K149: gepadmin: 1. If you choose "Full Conversion" then Column BA (AMOUNT) and Column BB (TAXES) BOTH values will be convert based on selected Currency in (Column L). 2. If you choose "Partial Conversion" then Column BA (AMOUNT) only will be converted based on selected currency (Column L) and Column BB (TAXES) value (INR) will be added to the converted values.
Note on K151: gepadmin: 1. If you choose "Full Conversion" then Column BA (AMOUNT) and Column BB (TAXES) BOTH values will be convert based on selected Currency in (Column L). 2. If you choose "Partial Conversion" then Column BA (AMOUNT) only will be converted based on selected currency (Column L) and Column BB (TAXES) value (INR) will be added to the converted values.
Note on K152: gepadmin: 1. If you choose "Full Conversion" then Column BA (AMOUNT) and Column BB (TAXES) BOTH values will be convert based on selected Currency in (Column L). 2. If you choose "Partial Conversion" then Column BA (AMOUNT) only will be converted based on selected currency (Column L) and Column BB (TAXES) value (INR) will be added to the converted values.
Note on K154: gepadmin: 1. If you choose "Full Conversion" then Column BA (AMOUNT) and Column BB (TAXES) BOTH values will be convert based on selected Currency in (Column L). 2. If you choose "Partial Conversion" then Column BA (AMOUNT) only will be converted based on selected currency (Column L) and Column BB (TAXES) value (INR) will be added to the converted values.
Note on K155: gepadmin: 1. If you choose "Full Conversion" then Column BA (AMOUNT) and Column BB (TAXES) BOTH values will be convert based on selected Currency in (Column L). 2. If you choose "Partial Conversion" then Column BA (AMOUNT) only will be converted based on selected currency (Column L) and Column BB (TAXES) value (INR) will be added to the converted values.
Note on K156: gepadmin: 1. If you choose "Full Conversion" then Column BA (AMOUNT) and Column BB (TAXES) BOTH values will be convert based on selected Currency in (Column L). 2. If you choose "Partial Conversion" then Column BA (AMOUNT) only will be converted based on selected currency (Column L) and Column BB (TAXES) value (INR) will be added to the converted values.
Note on K157: gepadmin: 1. If you choose "Full Conversion" then Column BA (AMOUNT) and Column BB (TAXES) BOTH values will be convert based on selected Currency in (Column L). 2. If you choose "Partial Conversion" then Column BA (AMOUNT) only will be converted based on selected currency (Column L) and Column BB (TAXES) value (INR) will be added to the converted values.
Note on K159: gepadmin: 1. If you choose "Full Conversion" then Column BA (AMOUNT) and Column BB (TAXES) BOTH values will be convert based on selected Currency in (Column L). 2. If you choose "Partial Conversion" then Column BA (AMOUNT) only will be converted based on selected currency (Column L) and Column BB (TAXES) value (INR) will be added to the converted values.
Note on K160: gepadmin: 1. If you choose "Full Conversion" then Column BA (AMOUNT) and Column BB (TAXES) BOTH values will be convert based on selected Currency in (Column L). 2. If you choose "Partial Conversion" then Column BA (AMOUNT) only will be converted based on selected currency (Column L) and Column BB (TAXES) value (INR) will be added to the converted values.
Note on K161: gepadmin: 1. If you choose "Full Conversion" then Column BA (AMOUNT) and Column BB (TAXES) BOTH values will be convert based on selected Currency in (Column L). 2. If you choose "Partial Conversion" then Column BA (AMOUNT) only will be converted based on selected currency (Column L) and Column BB (TAXES) value (INR) will be added to the converted values.
Note on K163: gepadmin: 1. If you choose "Full Conversion" then Column BA (AMOUNT) and Column BB (TAXES) BOTH values will be convert based on selected Currency in (Column L). 2. If you choose "Partial Conversion" then Column BA (AMOUNT) only will be converted based on selected currency (Column L) and Column BB (TAXES) value (INR) will be added to the converted values.
Note on K164: gepadmin: 1. If you choose "Full Conversion" then Column BA (AMOUNT) and Column BB (TAXES) BOTH values will be convert based on selected Currency in (Column L). 2. If you choose "Partial Conversion" then Column BA (AMOUNT) only will be converted based on selected currency (Column L) and Column BB (TAXES) value (INR) will be added to the converted values.
Note on K166: gepadmin: 1. If you choose "Full Conversion" then Column BA (AMOUNT) and Column BB (TAXES) BOTH values will be convert based on selected Currency in (Column L). 2. If you choose "Partial Conversion" then Column BA (AMOUNT) only will be converted based on selected currency (Column L) and Column BB (TAXES) value (INR) will be added to the converted values.
Note on K167: gepadmin: 1. If you choose "Full Conversion" then Column BA (AMOUNT) and Column BB (TAXES) BOTH values will be convert based on selected Currency in (Column L). 2. If you choose "Partial Conversion" then Column BA (AMOUNT) only will be converted based on selected currency (Column L) and Column BB (TAXES) value (INR) will be added to the converted values.
Note on K169: gepadmin: 1. If you choose "Full Conversion" then Column BA (AMOUNT) and Column BB (TAXES) BOTH values will be convert based on selected Currency in (Column L). 2. If you choose "Partial Conversion" then Column BA (AMOUNT) only will be converted based on selected currency (Column L) and Column BB (TAXES) value (INR) will be added to the converted values.
Note on K170: gepadmin: 1. If you choose "Full Conversion" then Column BA (AMOUNT) and Column BB (TAXES) BOTH values will be convert based on selected Currency in (Column L). 2. If you choose "Partial Conversion" then Column BA (AMOUNT) only will be converted based on selected currency (Column L) and Column BB (TAXES) value (INR) will be added to the converted values.
Note on K172: gepadmin: 1. If you choose "Full Conversion" then Column BA (AMOUNT) and Column BB (TAXES) BOTH values will be convert based on selected Currency in (Column L). 2. If you choose "Partial Conversion" then Column BA (AMOUNT) only will be converted based on selected currency (Column L) and Column BB (TAXES) value (INR) will be added to the converted values.
Note on K174: gepadmin: 1. If you choose "Full Conversion" then Column BA (AMOUNT) and Column BB (TAXES) BOTH values will be convert based on selected Currency in (Column L). 2. If you choose "Partial Conversion" then Column BA (AMOUNT) only will be converted based on selected currency (Column L) and Column BB (TAXES) value (INR) will be added to the converted values.
Note on K175: gepadmin: 1. If you choose "Full Conversion" then Column BA (AMOUNT) and Column BB (TAXES) BOTH values will be convert based on selected Currency in (Column L). 2. If you choose "Partial Conversion" then Column BA (AMOUNT) only will be converted based on selected currency (Column L) and Column BB (TAXES) value (INR) will be added to the converted values.
Note on K176: gepadmin: 1. If you choose "Full Conversion" then Column BA (AMOUNT) and Column BB (TAXES) BOTH values will be convert based on selected Currency in (Column L). 2. If you choose "Partial Conversion" then Column BA (AMOUNT) only will be converted based on selected currency (Column L) and Column BB (TAXES) value (INR) will be added to the converted values.
Note on K178: gepadmin: 1. If you choose "Full Conversion" then Column BA (AMOUNT) and Column BB (TAXES) BOTH values will be convert based on selected Currency in (Column L). 2. If you choose "Partial Conversion" then Column BA (AMOUNT) only will be converted based on selected currency (Column L) and Column BB (TAXES) value (INR) will be added to the converted values.
Note on K180: gepadmin: 1. If you choose "Full Conversion" then Column BA (AMOUNT) and Column BB (TAXES) BOTH values will be convert based on selected Currency in (Column L). 2. If you choose "Partial Conversion" then Column BA (AMOUNT) only will be converted based on selected currency (Column L) and Column BB (TAXES) value (INR) will be added to the converted values.
Note on K181: gepadmin: 1. If you choose "Full Conversion" then Column BA (AMOUNT) and Column BB (TAXES) BOTH values will be convert based on selected Currency in (Column L). 2. If you choose "Partial Conversion" then Column BA (AMOUNT) only will be converted based on selected currency (Column L) and Column BB (TAXES) value (INR) will be added to the converted values.
Note on K182: gepadmin: 1. If you choose "Full Conversion" then Column BA (AMOUNT) and Column BB (TAXES) BOTH values will be convert based on selected Currency in (Column L). 2. If you choose "Partial Conversion" then Column BA (AMOUNT) only will be converted based on selected currency (Column L) and Column BB (TAXES) value (INR) will be added to the converted values.
Note on K183: gepadmin: 1. If you choose "Full Conversion" then Column BA (AMOUNT) and Column BB (TAXES) BOTH values will be convert based on selected Currency in (Column L). 2. If you choose "Partial Conversion" then Column BA (AMOUNT) only will be converted based on selected currency (Column L) and Column BB (TAXES) value (INR) will be added to the converted values.
Note on K685: gepadmin: 1. If you choose "Full Conversion" then Column BA (AMOUNT) and Column BB (TAXES) BOTH values will be convert based on selected Currency in (Column L). 2. If you choose "Partial Conversion" then Column BA (AMOUNT) only will be converted based on selected currency (Column L) and Column BB (TAXES) value (INR) will be added to the converted values.
Note on K687: gepadmin: 1. If you choose "Full Conversion" then Column BA (AMOUNT) and Column BB (TAXES) BOTH values will be convert based on selected Currency in (Column L). 2. If you choose "Partial Conversion" then Column BA (AMOUNT) only will be converted based on selected currency (Column L) and Column BB (TAXES) value (INR) will be added to the converted values.
Note on K689: gepadmin: 1. If you choose "Full Conversion" then Column BA (AMOUNT) and Column BB (TAXES) BOTH values will be convert based on selected Currency in (Column L). 2. If you choose "Partial Conversion" then Column BA (AMOUNT) only will be converted based on selected currency (Column L) and Column BB (TAXES) value (INR) will be added to the converted values.
Note on K690: gepadmin: 1. If you choose "Full Conversion" then Column BA (AMOUNT) and Column BB (TAXES) BOTH values will be convert based on selected Currency in (Column L). 2. If you choose "Partial Conversion" then Column BA (AMOUNT) only will be converted based on selected currency (Column L) and Column BB (TAXES) value (INR) will be added to the converted values.
Note on K691: gepadmin: 1. If you choose "Full Conversion" then Column BA (AMOUNT) and Column BB (TAXES) BOTH values will be convert based on selected Currency in (Column L). 2. If you choose "Partial Conversion" then Column BA (AMOUNT) only will be converted based on selected currency (Column L) and Column BB (TAXES) value (INR) will be added to the converted values.
Note on K692: gepadmin: 1. If you choose "Full Conversion" then Column BA (AMOUNT) and Column BB (TAXES) BOTH values will be convert based on selected Currency in (Column L). 2. If you choose "Partial Conversion" then Column BA (AMOUNT) only will be converted based on selected currency (Column L) and Column BB (TAXES) value (INR) will be added to the converted values.
Note on K693: gepadmin: 1. If you choose "Full Conversion" then Column BA (AMOUNT) and Column BB (TAXES) BOTH values will be convert based on selected Currency in (Column L). 2. If you choose "Partial Conversion" then Column BA (AMOUNT) only will be converted based on selected currency (Column L) and Column BB (TAXES) value (INR) will be added to the converted values.
Note on K694: gepadmin: 1. If you choose "Full Conversion" then Column BA (AMOUNT) and Column BB (TAXES) BOTH values will be convert based on selected Currency in (Column L). 2. If you choose "Partial Conversion" then Column BA (AMOUNT) only will be converted based on selected currency (Column L) and Column BB (TAXES) value (INR) will be added to the converted values.
Note on K695: gepadmin: 1. If you choose "Full Conversion" then Column BA (AMOUNT) and Column BB (TAXES) BOTH values will be convert based on selected Currency in (Column L). 2. If you choose "Partial Conversion" then Column BA (AMOUNT) only will be converted based on selected currency (Column L) and Column BB (TAXES) value (INR) will be added to the converted values.
Note on K696: gepadmin: 1. If you choose "Full Conversion" then Column BA (AMOUNT) and Column BB (TAXES) BOTH values will be convert based on selected Currency in (Column L). 2. If you choose "Partial Conversion" then Column BA (AMOUNT) only will be converted based on selected currency (Column L) and Column BB (TAXES) value (INR) will be added to the converted values.
Note on K697: gepadmin: 1. If you choose "Full Conversion" then Column BA (AMOUNT) and Column BB (TAXES) BOTH values will be convert based on selected Currency in (Column L). 2. If you choose "Partial Conversion" then Column BA (AMOUNT) only will be converted based on selected currency (Column L) and Column BB (TAXES) value (INR) will be added to the converted values.
Note on K698: gepadmin: 1. If you choose "Full Conversion" then Column BA (AMOUNT) and Column BB (TAXES) BOTH values will be convert based on selected Currency in (Column L). 2. If you choose "Partial Conversion" then Column BA (AMOUNT) only will be converted based on selected currency (Column L) and Column BB (TAXES) value (INR) will be added to the converted values.
Note on K699: gepadmin: 1. If you choose "Full Conversion" then Column BA (AMOUNT) and Column BB (TAXES) BOTH values will be convert based on selected Currency in (Column L). 2. If you choose "Partial Conversion" then Column BA (AMOUNT) only will be converted based on selected currency (Column L) and Column BB (TAXES) value (INR) will be added to the converted values.
Note on K700: gepadmin: 1. If you choose "Full Conversion" then Column BA (AMOUNT) and Column BB (TAXES) BOTH values will be convert based on selected Currency in (Column L). 2. If you choose "Partial Conversion" then Column BA (AMOUNT) only will be converted based on selected currency (Column L) and Column BB (TAXES) value (INR) will be added to the converted values.
Note on K701: gepadmin: 1. If you choose "Full Conversion" then Column BA (AMOUNT) and Column BB (TAXES) BOTH values will be convert based on selected Currency in (Column L). 2. If you choose "Partial Conversion" then Column BA (AMOUNT) only will be converted based on selected currency (Column L) and Column BB (TAXES) value (INR) will be added to the converted values.
Note on K702: gepadmin: 1. If you choose "Full Conversion" then Column BA (AMOUNT) and Column BB (TAXES) BOTH values will be convert based on selected Currency in (Column L). 2. If you choose "Partial Conversion" then Column BA (AMOUNT) only will be converted based on selected currency (Column L) and Column BB (TAXES) value (INR) will be added to the converted values.
Note on K703: gepadmin: 1. If you choose "Full Conversion" then Column BA (AMOUNT) and Column BB (TAXES) BOTH values will be convert based on selected Currency in (Column L). 2. If you choose "Partial Conversion" then Column BA (AMOUNT) only will be converted based on selected currency (Column L) and Column BB (TAXES) value (INR) will be added to the converted values.
Note on K704: gepadmin: 1. If you choose "Full Conversion" then Column BA (AMOUNT) and Column BB (TAXES) BOTH values will be convert based on selected Currency in (Column L). 2. If you choose "Partial Conversion" then Column BA (AMOUNT) only will be converted based on selected currency (Column L) and Column BB (TAXES) value (INR) will be added to the converted values.
Note on K705: gepadmin: 1. If you choose "Full Conversion" then Column BA (AMOUNT) and Column BB (TAXES) BOTH values will be convert based on selected Currency in (Column L). 2. If you choose "Partial Conversion" then Column BA (AMOUNT) only will be converted based on selected currency (Column L) and Column BB (TAXES) value (INR) will be added to the converted values.
Note on K706: gepadmin: 1. If you choose "Full Conversion" then Column BA (AMOUNT) and Column BB (TAXES) BOTH values will be convert based on selected Currency in (Column L). 2. If you choose "Partial Conversion" then Column BA (AMOUNT) only will be converted based on selected currency (Column L) and Column BB (TAXES) value (INR) will be added to the converted values.
Note on K707: gepadmin: 1. If you choose "Full Conversion" then Column BA (AMOUNT) and Column BB (TAXES) BOTH values will be convert based on selected Currency in (Column L). 2. If you choose "Partial Conversion" then Column BA (AMOUNT) only will be converted based on selected currency (Column L) and Column BB (TAXES) value (INR) will be added to the converted values.
Note on K708: gepadmin: 1. If you choose "Full Conversion" then Column BA (AMOUNT) and Column BB (TAXES) BOTH values will be convert based on selected Currency in (Column L). 2. If you choose "Partial Conversion" then Column BA (AMOUNT) only will be converted based on selected currency (Column L) and Column BB (TAXES) value (INR) will be added to the converted values.
Note on K709: gepadmin: 1. If you choose "Full Conversion" then Column BA (AMOUNT) and Column BB (TAXES) BOTH values will be convert based on selected Currency in (Column L). 2. If you choose "Partial Conversion" then Column BA (AMOUNT) only will be converted based on selected currency (Column L) and Column BB (TAXES) value (INR) will be added to the converted values.
Note on K710: gepadmin: 1. If you choose "Full Conversion" then Column BA (AMOUNT) and Column BB (TAXES) BOTH values will be convert based on selected Currency in (Column L). 2. If you choose "Partial Conversion" then Column BA (AMOUNT) only will be converted based on selected currency (Column L) and Column BB (TAXES) value (INR) will be added to the converted values.
Note on K711: gepadmin: 1. If you choose "Full Conversion" then Column BA (AMOUNT) and Column BB (TAXES) BOTH values will be convert based on selected Currency in (Column L). 2. If you choose "Partial Conversion" then Column BA (AMOUNT) only will be converted based on selected currency (Column L) and Column BB (TAXES) value (INR) will be added to the converted values.
Note on K712: gepadmin: 1. If you choose "Full Conversion" then Column BA (AMOUNT) and Column BB (TAXES) BOTH values will be convert based on selected Currency in (Column L). 2. If you choose "Partial Conversion" then Column BA (AMOUNT) only will be converted based on selected currency (Column L) and Column BB (TAXES) value (INR) will be added to the converted values.
Note on K713: gepadmin: 1. If you choose "Full Conversion" then Column BA (AMOUNT) and Column BB (TAXES) BOTH values will be convert based on selected Currency in (Column L). 2. If you choose "Partial Conversion" then Column BA (AMOUNT) only will be converted based on selected currency (Column L) and Column BB (TAXES) value (INR) will be added to the converted values.
Note on K714: gepadmin: 1. If you choose "Full Conversion" then Column BA (AMOUNT) and Column BB (TAXES) BOTH values will be convert based on selected Currency in (Column L). 2. If you choose "Partial Conversion" then Column BA (AMOUNT) only will be converted based on selected currency (Column L) and Column BB (TAXES) value (INR) will be added to the converted values.
Note on K715: gepadmin: 1. If you choose "Full Conversion" then Column BA (AMOUNT) and Column BB (TAXES) BOTH values will be convert based on selected Currency in (Column L). 2. If you choose "Partial Conversion" then Column BA (AMOUNT) only will be converted based on selected currency (Column L) and Column BB (TAXES) value (INR) will be added to the converted values.
Note on K716: gepadmin: 1. If you choose "Full Conversion" then Column BA (AMOUNT) and Column BB (TAXES) BOTH values will be convert based on selected Currency in (Column L). 2. If you choose "Partial Conversion" then Column BA (AMOUNT) only will be converted based on selected currency (Column L) and Column BB (TAXES) value (INR) will be added to the converted values.
Note on K717: gepadmin: 1. If you choose "Full Conversion" then Column BA (AMOUNT) and Column BB (TAXES) BOTH values will be convert based on selected Currency in (Column L). 2. If you choose "Partial Conversion" then Column BA (AMOUNT) only will be converted based on selected currency (Column L) and Column BB (TAXES) value (INR) will be added to the converted values.
Note on K718: gepadmin: 1. If you choose "Full Conversion" then Column BA (AMOUNT) and Column BB (TAXES) BOTH values will be convert based on selected Currency in (Column L). 2. If you choose "Partial Conversion" then Column BA (AMOUNT) only will be converted based on selected currency (Column L) and Column BB (TAXES) value (INR) will be added to the converted values.
Note on K719: gepadmin: 1. If you choose "Full Conversion" then Column BA (AMOUNT) and Column BB (TAXES) BOTH values will be convert based on selected Currency in (Column L). 2. If you choose "Partial Conversion" then Column BA (AMOUNT) only will be converted based on selected currency (Column L) and Column BB (TAXES) value (INR) will be added to the converted values.
Note on K720: gepadmin: 1. If you choose "Full Conversion" then Column BA (AMOUNT) and Column BB (TAXES) BOTH values will be convert based on selected Currency in (Column L). 2. If you choose "Partial Conversion" then Column BA (AMOUNT) only will be converted based on selected currency (Column L) and Column BB (TAXES) value (INR) will be added to the converted values.
Note on K185: gepadmin: 1. If you choose "Full Conversion" then Column BA (AMOUNT) and Column BB (TAXES) BOTH values will be convert based on selected Currency in (Column L). 2. If you choose "Partial Conversion" then Column BA (AMOUNT) only will be converted based on selected currency (Column L) and Column BB (TAXES) value (INR) will be added to the converted values.
Note on K186: gepadmin: 1. If you choose "Full Conversion" then Column BA (AMOUNT) and Column BB (TAXES) BOTH values will be convert based on selected Currency in (Column L). 2. If you choose "Partial Conversion" then Column BA (AMOUNT) only will be converted based on selected currency (Column L) and Column BB (TAXES) value (INR) will be added to the converted values.
Note on K188: gepadmin: 1. If you choose "Full Conversion" then Column BA (AMOUNT) and Column BB (TAXES) BOTH values will be convert based on selected Currency in (Column L). 2. If you choose "Partial Conversion" then Column BA (AMOUNT) only will be converted based on selected currency (Column L) and Column BB (TAXES) value (INR) will be added to the converted values.
Note on K189: gepadmin: 1. If you choose "Full Conversion" then Column BA (AMOUNT) and Column BB (TAXES) BOTH values will be convert based on selected Currency in (Column L). 2. If you choose "Partial Conversion" then Column BA (AMOUNT) only will be converted based on selected currency (Column L) and Column BB (TAXES) value (INR) will be added to the converted values.
Note on K190: gepadmin: 1. If you choose "Full Conversion" then Column BA (AMOUNT) and Column BB (TAXES) BOTH values will be convert based on selected Currency in (Column L). 2. If you choose "Partial Conversion" then Column BA (AMOUNT) only will be converted based on selected currency (Column L) and Column BB (TAXES) value (INR) will be added to the converted values.
Note on K192: gepadmin: 1. If you choose "Full Conversion" then Column BA (AMOUNT) and Column BB (TAXES) BOTH values will be convert based on selected Currency in (Column L). 2. If you choose "Partial Conversion" then Column BA (AMOUNT) only will be converted based on selected currency (Column L) and Column BB (TAXES) value (INR) will be added to the converted values.
Note on K193: gepadmin: 1. If you choose "Full Conversion" then Column BA (AMOUNT) and Column BB (TAXES) BOTH values will be convert based on selected Currency in (Column L). 2. If you choose "Partial Conversion" then Column BA (AMOUNT) only will be converted based on selected currency (Column L) and Column BB (TAXES) value (INR) will be added to the converted values.
Note on K194: gepadmin: 1. If you choose "Full Conversion" then Column BA (AMOUNT) and Column BB (TAXES) BOTH values will be convert based on selected Currency in (Column L). 2. If you choose "Partial Conversion" then Column BA (AMOUNT) only will be converted based on selected currency (Column L) and Column BB (TAXES) value (INR) will be added to the converted values.
Note on K196: gepadmin: 1. If you choose "Full Conversion" then Column BA (AMOUNT) and Column BB (TAXES) BOTH values will be convert based on selected Currency in (Column L). 2. If you choose "Partial Conversion" then Column BA (AMOUNT) only will be converted based on selected currency (Column L) and Column BB (TAXES) value (INR) will be added to the converted values.
Note on K198: gepadmin: 1. If you choose "Full Conversion" then Column BA (AMOUNT) and Column BB (TAXES) BOTH values will be convert based on selected Currency in (Column L). 2. If you choose "Partial Conversion" then Column BA (AMOUNT) only will be converted based on selected currency (Column L) and Column BB (TAXES) value (INR) will be added to the converted values.
Note on K199: gepadmin: 1. If you choose "Full Conversion" then Column BA (AMOUNT) and Column BB (TAXES) BOTH values will be convert based on selected Currency in (Column L). 2. If you choose "Partial Conversion" then Column BA (AMOUNT) only will be converted based on selected currency (Column L) and Column BB (TAXES) value (INR) will be added to the converted values.
Note on K200: gepadmin: 1. If you choose "Full Conversion" then Column BA (AMOUNT) and Column BB (TAXES) BOTH values will be convert based on selected Currency in (Column L). 2. If you choose "Partial Conversion" then Column BA (AMOUNT) only will be converted based on selected currency (Column L) and Column BB (TAXES) value (INR) will be added to the converted values.
Note on K201: gepadmin: 1. If you choose "Full Conversion" then Column BA (AMOUNT) and Column BB (TAXES) BOTH values will be convert based on selected Currency in (Column L). 2. If you choose "Partial Conversion" then Column BA (AMOUNT) only will be converted based on selected currency (Column L) and Column BB (TAXES) value (INR) will be added to the converted values.
Note on K203: gepadmin: 1. If you choose "Full Conversion" then Column BA (AMOUNT) and Column BB (TAXES) BOTH values will be convert based on selected Currency in (Column L). 2. If you choose "Partial Conversion" then Column BA (AMOUNT) only will be converted based on selected currency (Column L) and Column BB (TAXES) value (INR) will be added to the converted values.
Note on K204: gepadmin: 1. If you choose "Full Conversion" then Column BA (AMOUNT) and Column BB (TAXES) BOTH values will be convert based on selected Currency in (Column L). 2. If you choose "Partial Conversion" then Column BA (AMOUNT) only will be converted based on selected currency (Column L) and Column BB (TAXES) value (INR) will be added to the converted values.
Note on K206: gepadmin: 1. If you choose "Full Conversion" then Column BA (AMOUNT) and Column BB (TAXES) BOTH values will be convert based on selected Currency in (Column L). 2. If you choose "Partial Conversion" then Column BA (AMOUNT) only will be converted based on selected currency (Column L) and Column BB (TAXES) value (INR) will be added to the converted values.
Note on K207: gepadmin: 1. If you choose "Full Conversion" then Column BA (AMOUNT) and Column BB (TAXES) BOTH values will be convert based on selected Currency in (Column L). 2. If you choose "Partial Conversion" then Column BA (AMOUNT) only will be converted based on selected currency (Column L) and Column BB (TAXES) value (INR) will be added to the converted values.
Note on K209: gepadmin: 1. If you choose "Full Conversion" then Column BA (AMOUNT) and Column BB (TAXES) BOTH values will be convert based on selected Currency in (Column L). 2. If you choose "Partial Conversion" then Column BA (AMOUNT) only will be converted based on selected currency (Column L) and Column BB (TAXES) value (INR) will be added to the converted values.
Note on K211: gepadmin: 1. If you choose "Full Conversion" then Column BA (AMOUNT) and Column BB (TAXES) BOTH values will be convert based on selected Currency in (Column L). 2. If you choose "Partial Conversion" then Column BA (AMOUNT) only will be converted based on selected currency (Column L) and Column BB (TAXES) value (INR) will be added to the converted values.
Note on K212: gepadmin: 1. If you choose "Full Conversion" then Column BA (AMOUNT) and Column BB (TAXES) BOTH values will be convert based on selected Currency in (Column L). 2. If you choose "Partial Conversion" then Column BA (AMOUNT) only will be converted based on selected currency (Column L) and Column BB (TAXES) value (INR) will be added to the converted values.
Note on K214: gepadmin: 1. If you choose "Full Conversion" then Column BA (AMOUNT) and Column BB (TAXES) BOTH values will be convert based on selected Currency in (Column L). 2. If you choose "Partial Conversion" then Column BA (AMOUNT) only will be converted based on selected currency (Column L) and Column BB (TAXES) value (INR) will be added to the converted values.
Note on K216: gepadmin: 1. If you choose "Full Conversion" then Column BA (AMOUNT) and Column BB (TAXES) BOTH values will be convert based on selected Currency in (Column L). 2. If you choose "Partial Conversion" then Column BA (AMOUNT) only will be converted based on selected currency (Column L) and Column BB (TAXES) value (INR) will be added to the converted values.
Note on K218: gepadmin: 1. If you choose "Full Conversion" then Column BA (AMOUNT) and Column BB (TAXES) BOTH values will be convert based on selected Currency in (Column L). 2. If you choose "Partial Conversion" then Column BA (AMOUNT) only will be converted based on selected currency (Column L) and Column BB (TAXES) value (INR) will be added to the converted values.
Note on K220: gepadmin: 1. If you choose "Full Conversion" then Column BA (AMOUNT) and Column BB (TAXES) BOTH values will be convert based on selected Currency in (Column L). 2. If you choose "Partial Conversion" then Column BA (AMOUNT) only will be converted based on selected currency (Column L) and Column BB (TAXES) value (INR) will be added to the converted values.
Note on K222: gepadmin: 1. If you choose "Full Conversion" then Column BA (AMOUNT) and Column BB (TAXES) BOTH values will be convert based on selected Currency in (Column L). 2. If you choose "Partial Conversion" then Column BA (AMOUNT) only will be converted based on selected currency (Column L) and Column BB (TAXES) value (INR) will be added to the converted values.
Note on K223: gepadmin: 1. If you choose "Full Conversion" then Column BA (AMOUNT) and Column BB (TAXES) BOTH values will be convert based on selected Currency in (Column L). 2. If you choose "Partial Conversion" then Column BA (AMOUNT) only will be converted based on selected currency (Column L) and Column BB (TAXES) value (INR) will be added to the converted values.
Note on K224: gepadmin: 1. If you choose "Full Conversion" then Column BA (AMOUNT) and Column BB (TAXES) BOTH values will be convert based on selected Currency in (Column L). 2. If you choose "Partial Conversion" then Column BA (AMOUNT) only will be converted based on selected currency (Column L) and Column BB (TAXES) value (INR) will be added to the converted values.
Note on K226: gepadmin: 1. If you choose "Full Conversion" then Column BA (AMOUNT) and Column BB (TAXES) BOTH values will be convert based on selected Currency in (Column L). 2. If you choose "Partial Conversion" then Column BA (AMOUNT) only will be converted based on selected currency (Column L) and Column BB (TAXES) value (INR) will be added to the converted values.
Note on K227: gepadmin: 1. If you choose "Full Conversion" then Column BA (AMOUNT) and Column BB (TAXES) BOTH values will be convert based on selected Currency in (Column L). 2. If you choose "Partial Conversion" then Column BA (AMOUNT) only will be converted based on selected currency (Column L) and Column BB (TAXES) value (INR) will be added to the converted values.
Note on K229: gepadmin: 1. If you choose "Full Conversion" then Column BA (AMOUNT) and Column BB (TAXES) BOTH values will be convert based on selected Currency in (Column L). 2. If you choose "Partial Conversion" then Column BA (AMOUNT) only will be converted based on selected currency (Column L) and Column BB (TAXES) value (INR) will be added to the converted values.
Note on K230: gepadmin: 1. If you choose "Full Conversion" then Column BA (AMOUNT) and Column BB (TAXES) BOTH values will be convert based on selected Currency in (Column L). 2. If you choose "Partial Conversion" then Column BA (AMOUNT) only will be converted based on selected currency (Column L) and Column BB (TAXES) value (INR) will be added to the converted values.
Note on K231: gepadmin: 1. If you choose "Full Conversion" then Column BA (AMOUNT) and Column BB (TAXES) BOTH values will be convert based on selected Currency in (Column L). 2. If you choose "Partial Conversion" then Column BA (AMOUNT) only will be converted based on selected currency (Column L) and Column BB (TAXES) value (INR) will be added to the converted values.
Note on K233: gepadmin: 1. If you choose "Full Conversion" then Column BA (AMOUNT) and Column BB (TAXES) BOTH values will be convert based on selected Currency in (Column L). 2. If you choose "Partial Conversion" then Column BA (AMOUNT) only will be converted based on selected currency (Column L) and Column BB (TAXES) value (INR) will be added to the converted values.
Note on K235: gepadmin: 1. If you choose "Full Conversion" then Column BA (AMOUNT) and Column BB (TAXES) BOTH values will be convert based on selected Currency in (Column L). 2. If you choose "Partial Conversion" then Column BA (AMOUNT) only will be converted based on selected currency (Column L) and Column BB (TAXES) value (INR) will be added to the converted values.
Note on K238: gepadmin: 1. If you choose "Full Conversion" then Column BA (AMOUNT) and Column BB (TAXES) BOTH values will be convert based on selected Currency in (Column L). 2. If you choose "Partial Conversion" then Column BA (AMOUNT) only will be converted based on selected currency (Column L) and Column BB (TAXES) value (INR) will be added to the converted values.
Note on K240: gepadmin: 1. If you choose "Full Conversion" then Column BA (AMOUNT) and Column BB (TAXES) BOTH values will be convert based on selected Currency in (Column L). 2. If you choose "Partial Conversion" then Column BA (AMOUNT) only will be converted based on selected currency (Column L) and Column BB (TAXES) value (INR) will be added to the converted values.
Note on K242: gepadmin: 1. If you choose "Full Conversion" then Column BA (AMOUNT) and Column BB (TAXES) BOTH values will be convert based on selected Currency in (Column L). 2. If you choose "Partial Conversion" then Column BA (AMOUNT) only will be converted based on selected currency (Column L) and Column BB (TAXES) value (INR) will be added to the converted values.
Note on K243: gepadmin: 1. If you choose "Full Conversion" then Column BA (AMOUNT) and Column BB (TAXES) BOTH values will be convert based on selected Currency in (Column L). 2. If you choose "Partial Conversion" then Column BA (AMOUNT) only will be converted based on selected currency (Column L) and Column BB (TAXES) value (INR) will be added to the converted values.
Note on K245: gepadmin: 1. If you choose "Full Conversion" then Column BA (AMOUNT) and Column BB (TAXES) BOTH values will be convert based on selected Currency in (Column L). 2. If you choose "Partial Conversion" then Column BA (AMOUNT) only will be converted based on selected currency (Column L) and Column BB (TAXES) value (INR) will be added to the converted values.
Note on K248: gepadmin: 1. If you choose "Full Conversion" then Column BA (AMOUNT) and Column BB (TAXES) BOTH values will be convert based on selected Currency in (Column L). 2. If you choose "Partial Conversion" then Column BA (AMOUNT) only will be converted based on selected currency (Column L) and Column BB (TAXES) value (INR) will be added to the converted values.
Note on K250: gepadmin: 1. If you choose "Full Conversion" then Column BA (AMOUNT) and Column BB (TAXES) BOTH values will be convert based on selected Currency in (Column L). 2. If you choose "Partial Conversion" then Column BA (AMOUNT) only will be converted based on selected currency (Column L) and Column BB (TAXES) value (INR) will be added to the converted values.
Note on K252: gepadmin: 1. If you choose "Full Conversion" then Column BA (AMOUNT) and Column BB (TAXES) BOTH values will be convert based on selected Currency in (Column L). 2. If you choose "Partial Conversion" then Column BA (AMOUNT) only will be converted based on selected currency (Column L) and Column BB (TAXES) value (INR) will be added to the converted values.
Note on K253: gepadmin: 1. If you choose "Full Conversion" then Column BA (AMOUNT) and Column BB (TAXES) BOTH values will be convert based on selected Currency in (Column L). 2. If you choose "Partial Conversion" then Column BA (AMOUNT) only will be converted based on selected currency (Column L) and Column BB (TAXES) value (INR) will be added to the converted values.
Note on K254: gepadmin: 1. If you choose "Full Conversion" then Column BA (AMOUNT) and Column BB (TAXES) BOTH values will be convert based on selected Currency in (Column L). 2. If you choose "Partial Conversion" then Column BA (AMOUNT) only will be converted based on selected currency (Column L) and Column BB (TAXES) value (INR) will be added to the converted values.
Note on K256: gepadmin: 1. If you choose "Full Conversion" then Column BA (AMOUNT) and Column BB (TAXES) BOTH values will be convert based on selected Currency in (Column L). 2. If you choose "Partial Conversion" then Column BA (AMOUNT) only will be converted based on selected currency (Column L) and Column BB (TAXES) value (INR) will be added to the converted values.
Note on K258: gepadmin: 1. If you choose "Full Conversion" then Column BA (AMOUNT) and Column BB (TAXES) BOTH values will be convert based on selected Currency in (Column L). 2. If you choose "Partial Conversion" then Column BA (AMOUNT) only will be converted based on selected currency (Column L) and Column BB (TAXES) value (INR) will be added to the converted values.
Note on K260: gepadmin: 1. If you choose "Full Conversion" then Column BA (AMOUNT) and Column BB (TAXES) BOTH values will be convert based on selected Currency in (Column L). 2. If you choose "Partial Conversion" then Column BA (AMOUNT) only will be converted based on selected currency (Column L) and Column BB (TAXES) value (INR) will be added to the converted values.
Note on K262: gepadmin: 1. If you choose "Full Conversion" then Column BA (AMOUNT) and Column BB (TAXES) BOTH values will be convert based on selected Currency in (Column L). 2. If you choose "Partial Conversion" then Column BA (AMOUNT) only will be converted based on selected currency (Column L) and Column BB (TAXES) value (INR) will be added to the converted values.
Note on K265: gepadmin: 1. If you choose "Full Conversion" then Column BA (AMOUNT) and Column BB (TAXES) BOTH values will be convert based on selected Currency in (Column L). 2. If you choose "Partial Conversion" then Column BA (AMOUNT) only will be converted based on selected currency (Column L) and Column BB (TAXES) value (INR) will be added to the converted values.
Note on K267: gepadmin: 1. If you choose "Full Conversion" then Column BA (AMOUNT) and Column BB (TAXES) BOTH values will be convert based on selected Currency in (Column L). 2. If you choose "Partial Conversion" then Column BA (AMOUNT) only will be converted based on selected currency (Column L) and Column BB (TAXES) value (INR) will be added to the converted values.
Note on K268: gepadmin: 1. If you choose "Full Conversion" then Column BA (AMOUNT) and Column BB (TAXES) BOTH values will be convert based on selected Currency in (Column L). 2. If you choose "Partial Conversion" then Column BA (AMOUNT) only will be converted based on selected currency (Column L) and Column BB (TAXES) value (INR) will be added to the converted values.
Note on K270: gepadmin: 1. If you choose "Full Conversion" then Column BA (AMOUNT) and Column BB (TAXES) BOTH values will be convert based on selected Currency in (Column L). 2. If you choose "Partial Conversion" then Column BA (AMOUNT) only will be converted based on selected currency (Column L) and Column BB (TAXES) value (INR) will be added to the converted values.
Note on K272: gepadmin: 1. If you choose "Full Conversion" then Column BA (AMOUNT) and Column BB (TAXES) BOTH values will be convert based on selected Currency in (Column L). 2. If you choose "Partial Conversion" then Column BA (AMOUNT) only will be converted based on selected currency (Column L) and Column BB (TAXES) value (INR) will be added to the converted values.
Note on K273: gepadmin: 1. If you choose "Full Conversion" then Column BA (AMOUNT) and Column BB (TAXES) BOTH values will be convert based on selected Currency in (Column L). 2. If you choose "Partial Conversion" then Column BA (AMOUNT) only will be converted based on selected currency (Column L) and Column BB (TAXES) value (INR) will be added to the converted values.
Note on K275: gepadmin: 1. If you choose "Full Conversion" then Column BA (AMOUNT) and Column BB (TAXES) BOTH values will be convert based on selected Currency in (Column L). 2. If you choose "Partial Conversion" then Column BA (AMOUNT) only will be converted based on selected currency (Column L) and Column BB (TAXES) value (INR) will be added to the converted values.
Note on K278: gepadmin: 1. If you choose "Full Conversion" then Column BA (AMOUNT) and Column BB (TAXES) BOTH values will be convert based on selected Currency in (Column L). 2. If you choose "Partial Conversion" then Column BA (AMOUNT) only will be converted based on selected currency (Column L) and Column BB (TAXES) value (INR) will be added to the converted values.
Note on K280: gepadmin: 1. If you choose "Full Conversion" then Column BA (AMOUNT) and Column BB (TAXES) BOTH values will be convert based on selected Currency in (Column L). 2. If you choose "Partial Conversion" then Column BA (AMOUNT) only will be converted based on selected currency (Column L) and Column BB (TAXES) value (INR) will be added to the converted values.
Note on K282: gepadmin: 1. If you choose "Full Conversion" then Column BA (AMOUNT) and Column BB (TAXES) BOTH values will be convert based on selected Currency in (Column L). 2. If you choose "Partial Conversion" then Column BA (AMOUNT) only will be converted based on selected currency (Column L) and Column BB (TAXES) value (INR) will be added to the converted values.
Note on K284: gepadmin: 1. If you choose "Full Conversion" then Column BA (AMOUNT) and Column BB (TAXES) BOTH values will be convert based on selected Currency in (Column L). 2. If you choose "Partial Conversion" then Column BA (AMOUNT) only will be converted based on selected currency (Column L) and Column BB (TAXES) value (INR) will be added to the converted values.
Note on K287: gepadmin: 1. If you choose "Full Conversion" then Column BA (AMOUNT) and Column BB (TAXES) BOTH values will be convert based on selected Currency in (Column L). 2. If you choose "Partial Conversion" then Column BA (AMOUNT) only will be converted based on selected currency (Column L) and Column BB (TAXES) value (INR) will be added to the converted values.
Note on K289: gepadmin: 1. If you choose "Full Conversion" then Column BA (AMOUNT) and Column BB (TAXES) BOTH values will be convert based on selected Currency in (Column L). 2. If you choose "Partial Conversion" then Column BA (AMOUNT) only will be converted based on selected currency (Column L) and Column BB (TAXES) value (INR) will be added to the converted values.
Note on K291: gepadmin: 1. If you choose "Full Conversion" then Column BA (AMOUNT) and Column BB (TAXES) BOTH values will be convert based on selected Currency in (Column L). 2. If you choose "Partial Conversion" then Column BA (AMOUNT) only will be converted based on selected currency (Column L) and Column BB (TAXES) value (INR) will be added to the converted values.
Note on K293: gepadmin: 1. If you choose "Full Conversion" then Column BA (AMOUNT) and Column BB (TAXES) BOTH values will be convert based on selected Currency in (Column L). 2. If you choose "Partial Conversion" then Column BA (AMOUNT) only will be converted based on selected currency (Column L) and Column BB (TAXES) value (INR) will be added to the converted values.
Note on K294: gepadmin: 1. If you choose "Full Conversion" then Column BA (AMOUNT) and Column BB (TAXES) BOTH values will be convert based on selected Currency in (Column L). 2. If you choose "Partial Conversion" then Column BA (AMOUNT) only will be converted based on selected currency (Column L) and Column BB (TAXES) value (INR) will be added to the converted values.
Note on K296: gepadmin: 1. If you choose "Full Conversion" then Column BA (AMOUNT) and Column BB (TAXES) BOTH values will be convert based on selected Currency in (Column L). 2. If you choose "Partial Conversion" then Column BA (AMOUNT) only will be converted based on selected currency (Column L) and Column BB (TAXES) value (INR) will be added to the converted values.
Note on K297: gepadmin: 1. If you choose "Full Conversion" then Column BA (AMOUNT) and Column BB (TAXES) BOTH values will be convert based on selected Currency in (Column L). 2. If you choose "Partial Conversion" then Column BA (AMOUNT) only will be converted based on selected currency (Column L) and Column BB (TAXES) value (INR) will be added to the converted values.
Note on K298: gepadmin: 1. If you choose "Full Conversion" then Column BA (AMOUNT) and Column BB (TAXES) BOTH values will be convert based on selected Currency in (Column L). 2. If you choose "Partial Conversion" then Column BA (AMOUNT) only will be converted based on selected currency (Column L) and Column BB (TAXES) value (INR) will be added to the converted values.
Note on K299: gepadmin: 1. If you choose "Full Conversion" then Column BA (AMOUNT) and Column BB (TAXES) BOTH values will be convert based on selected Currency in (Column L). 2. If you choose "Partial Conversion" then Column BA (AMOUNT) only will be converted based on selected currency (Column L) and Column BB (TAXES) value (INR) will be added to the converted values.
Note on K300: gepadmin: 1. If you choose "Full Conversion" then Column BA (AMOUNT) and Column BB (TAXES) BOTH values will be convert based on selected Currency in (Column L). 2. If you choose "Partial Conversion" then Column BA (AMOUNT) only will be converted based on selected currency (Column L) and Column BB (TAXES) value (INR) will be added to the converted values.
Note on K302: gepadmin: 1. If you choose "Full Conversion" then Column BA (AMOUNT) and Column BB (TAXES) BOTH values will be convert based on selected Currency in (Column L). 2. If you choose "Partial Conversion" then Column BA (AMOUNT) only will be converted based on selected currency (Column L) and Column BB (TAXES) value (INR) will be added to the converted values.
Note on K304: gepadmin: 1. If you choose "Full Conversion" then Column BA (AMOUNT) and Column BB (TAXES) BOTH values will be convert based on selected Currency in (Column L). 2. If you choose "Partial Conversion" then Column BA (AMOUNT) only will be converted based on selected currency (Column L) and Column BB (TAXES) value (INR) will be added to the converted values.
Note on K306: gepadmin: 1. If you choose "Full Conversion" then Column BA (AMOUNT) and Column BB (TAXES) BOTH values will be convert based on selected Currency in (Column L). 2. If you choose "Partial Conversion" then Column BA (AMOUNT) only will be converted based on selected currency (Column L) and Column BB (TAXES) value (INR) will be added to the converted values.
Note on K308: gepadmin: 1. If you choose "Full Conversion" then Column BA (AMOUNT) and Column BB (TAXES) BOTH values will be convert based on selected Currency in (Column L). 2. If you choose "Partial Conversion" then Column BA (AMOUNT) only will be converted based on selected currency (Column L) and Column BB (TAXES) value (INR) will be added to the converted values.
Note on K310: gepadmin: 1. If you choose "Full Conversion" then Column BA (AMOUNT) and Column BB (TAXES) BOTH values will be convert based on selected Currency in (Column L). 2. If you choose "Partial Conversion" then Column BA (AMOUNT) only will be converted based on selected currency (Column L) and Column BB (TAXES) value (INR) will be added to the converted values.
Note on K312: gepadmin: 1. If you choose "Full Conversion" then Column BA (AMOUNT) and Column BB (TAXES) BOTH values will be convert based on selected Currency in (Column L). 2. If you choose "Partial Conversion" then Column BA (AMOUNT) only will be converted based on selected currency (Column L) and Column BB (TAXES) value (INR) will be added to the converted values.
Note on K314: gepadmin: 1. If you choose "Full Conversion" then Column BA (AMOUNT) and Column BB (TAXES) BOTH values will be convert based on selected Currency in (Column L). 2. If you choose "Partial Conversion" then Column BA (AMOUNT) only will be converted based on selected currency (Column L) and Column BB (TAXES) value (INR) will be added to the converted values.
Note on K316: gepadmin: 1. If you choose "Full Conversion" then Column BA (AMOUNT) and Column BB (TAXES) BOTH values will be convert based on selected Currency in (Column L). 2. If you choose "Partial Conversion" then Column BA (AMOUNT) only will be converted based on selected currency (Column L) and Column BB (TAXES) value (INR) will be added to the converted values.
Note on K317: gepadmin: 1. If you choose "Full Conversion" then Column BA (AMOUNT) and Column BB (TAXES) BOTH values will be convert based on selected Currency in (Column L). 2. If you choose "Partial Conversion" then Column BA (AMOUNT) only will be converted based on selected currency (Column L) and Column BB (TAXES) value (INR) will be added to the converted values.
Note on K319: gepadmin: 1. If you choose "Full Conversion" then Column BA (AMOUNT) and Column BB (TAXES) BOTH values will be convert based on selected Currency in (Column L). 2. If you choose "Partial Conversion" then Column BA (AMOUNT) only will be converted based on selected currency (Column L) and Column BB (TAXES) value (INR) will be added to the converted values.
Note on K321: gepadmin: 1. If you choose "Full Conversion" then Column BA (AMOUNT) and Column BB (TAXES) BOTH values will be convert based on selected Currency in (Column L). 2. If you choose "Partial Conversion" then Column BA (AMOUNT) only will be converted based on selected currency (Column L) and Column BB (TAXES) value (INR) will be added to the converted values.
Note on K323: gepadmin: 1. If you choose "Full Conversion" then Column BA (AMOUNT) and Column BB (TAXES) BOTH values will be convert based on selected Currency in (Column L). 2. If you choose "Partial Conversion" then Column BA (AMOUNT) only will be converted based on selected currency (Column L) and Column BB (TAXES) value (INR) will be added to the converted values.
Note on K325: gepadmin: 1. If you choose "Full Conversion" then Column BA (AMOUNT) and Column BB (TAXES) BOTH values will be convert based on selected Currency in (Column L). 2. If you choose "Partial Conversion" then Column BA (AMOUNT) only will be converted based on selected currency (Column L) and Column BB (TAXES) value (INR) will be added to the converted values.
Note on K327: gepadmin: 1. If you choose "Full Conversion" then Column BA (AMOUNT) and Column BB (TAXES) BOTH values will be convert based on selected Currency in (Column L). 2. If you choose "Partial Conversion" then Column BA (AMOUNT) only will be converted based on selected currency (Column L) and Column BB (TAXES) value (INR) will be added to the converted values.
Note on K329: gepadmin: 1. If you choose "Full Conversion" then Column BA (AMOUNT) and Column BB (TAXES) BOTH values will be convert based on selected Currency in (Column L). 2. If you choose "Partial Conversion" then Column BA (AMOUNT) only will be converted based on selected currency (Column L) and Column BB (TAXES) value (INR) will be added to the converted values.
Note on K330: gepadmin: 1. If you choose "Full Conversion" then Column BA (AMOUNT) and Column BB (TAXES) BOTH values will be convert based on selected Currency in (Column L). 2. If you choose "Partial Conversion" then Column BA (AMOUNT) only will be converted based on selected currency (Column L) and Column BB (TAXES) value (INR) will be added to the converted values.
Note on K331: gepadmin: 1. If you choose "Full Conversion" then Column BA (AMOUNT) and Column BB (TAXES) BOTH values will be convert based on selected Currency in (Column L). 2. If you choose "Partial Conversion" then Column BA (AMOUNT) only will be converted based on selected currency (Column L) and Column BB (TAXES) value (INR) will be added to the converted values.
Note on K332: gepadmin: 1. If you choose "Full Conversion" then Column BA (AMOUNT) and Column BB (TAXES) BOTH values will be convert based on selected Currency in (Column L). 2. If you choose "Partial Conversion" then Column BA (AMOUNT) only will be converted based on selected currency (Column L) and Column BB (TAXES) value (INR) will be added to the converted values.
Note on K334: gepadmin: 1. If you choose "Full Conversion" then Column BA (AMOUNT) and Column BB (TAXES) BOTH values will be convert based on selected Currency in (Column L). 2. If you choose "Partial Conversion" then Column BA (AMOUNT) only will be converted based on selected currency (Column L) and Column BB (TAXES) value (INR) will be added to the converted values.
Note on K336: gepadmin: 1. If you choose "Full Conversion" then Column BA (AMOUNT) and Column BB (TAXES) BOTH values will be convert based on selected Currency in (Column L). 2. If you choose "Partial Conversion" then Column BA (AMOUNT) only will be converted based on selected currency (Column L) and Column BB (TAXES) value (INR) will be added to the converted values.
Note on K337: gepadmin: 1. If you choose "Full Conversion" then Column BA (AMOUNT) and Column BB (TAXES) BOTH values will be convert based on selected Currency in (Column L). 2. If you choose "Partial Conversion" then Column BA (AMOUNT) only will be converted based on selected currency (Column L) and Column BB (TAXES) value (INR) will be added to the converted values.
Note on K339: gepadmin: 1. If you choose "Full Conversion" then Column BA (AMOUNT) and Column BB (TAXES) BOTH values will be convert based on selected Currency in (Column L). 2. If you choose "Partial Conversion" then Column BA (AMOUNT) only will be converted based on selected currency (Column L) and Column BB (TAXES) value (INR) will be added to the converted values.
Note on K340: gepadmin: 1. If you choose "Full Conversion" then Column BA (AMOUNT) and Column BB (TAXES) BOTH values will be convert based on selected Currency in (Column L). 2. If you choose "Partial Conversion" then Column BA (AMOUNT) only will be converted based on selected currency (Column L) and Column BB (TAXES) value (INR) will be added to the converted values.
Note on K342: gepadmin: 1. If you choose "Full Conversion" then Column BA (AMOUNT) and Column BB (TAXES) BOTH values will be convert based on selected Currency in (Column L). 2. If you choose "Partial Conversion" then Column BA (AMOUNT) only will be converted based on selected currency (Column L) and Column BB (TAXES) value (INR) will be added to the converted values.
Note on K344: gepadmin: 1. If you choose "Full Conversion" then Column BA (AMOUNT) and Column BB (TAXES) BOTH values will be convert based on selected Currency in (Column L). 2. If you choose "Partial Conversion" then Column BA (AMOUNT) only will be converted based on selected currency (Column L) and Column BB (TAXES) value (INR) will be added to the converted values.
Note on K346: gepadmin: 1. If you choose "Full Conversion" then Column BA (AMOUNT) and Column BB (TAXES) BOTH values will be convert based on selected Currency in (Column L). 2. If you choose "Partial Conversion" then Column BA (AMOUNT) only will be converted based on selected currency (Column L) and Column BB (TAXES) value (INR) will be added to the converted values.
Note on K348: gepadmin: 1. If you choose "Full Conversion" then Column BA (AMOUNT) and Column BB (TAXES) BOTH values will be convert based on selected Currency in (Column L). 2. If you choose "Partial Conversion" then Column BA (AMOUNT) only will be converted based on selected currency (Column L) and Column BB (TAXES) value (INR) will be added to the converted values.
Note on K350: gepadmin: 1. If you choose "Full Conversion" then Column BA (AMOUNT) and Column BB (TAXES) BOTH values will be convert based on selected Currency in (Column L). 2. If you choose "Partial Conversion" then Column BA (AMOUNT) only will be converted based on selected currency (Column L) and Column BB (TAXES) value (INR) will be added to the converted values.
Note on K352: gepadmin: 1. If you choose "Full Conversion" then Column BA (AMOUNT) and Column BB (TAXES) BOTH values will be convert based on selected Currency in (Column L). 2. If you choose "Partial Conversion" then Column BA (AMOUNT) only will be converted based on selected currency (Column L) and Column BB (TAXES) value (INR) will be added to the converted values.
Note on K353: gepadmin: 1. If you choose "Full Conversion" then Column BA (AMOUNT) and Column BB (TAXES) BOTH values will be convert based on selected Currency in (Column L). 2. If you choose "Partial Conversion" then Column BA (AMOUNT) only will be converted based on selected currency (Column L) and Column BB (TAXES) value (INR) will be added to the converted values.
Note on K356: gepadmin: 1. If you choose "Full Conversion" then Column BA (AMOUNT) and Column BB (TAXES) BOTH values will be convert based on selected Currency in (Column L). 2. If you choose "Partial Conversion" then Column BA (AMOUNT) only will be converted based on selected currency (Column L) and Column BB (TAXES) value (INR) will be added to the converted values.
Note on K358: gepadmin: 1. If you choose "Full Conversion" then Column BA (AMOUNT) and Column BB (TAXES) BOTH values will be convert based on selected Currency in (Column L). 2. If you choose "Partial Conversion" then Column BA (AMOUNT) only will be converted based on selected currency (Column L) and Column BB (TAXES) value (INR) will be added to the converted values.
Note on K359: gepadmin: 1. If you choose "Full Conversion" then Column BA (AMOUNT) and Column BB (TAXES) BOTH values will be convert based on selected Currency in (Column L). 2. If you choose "Partial Conversion" then Column BA (AMOUNT) only will be converted based on selected currency (Column L) and Column BB (TAXES) value (INR) will be added to the converted values.
Note on K361: gepadmin: 1. If you choose "Full Conversion" then Column BA (AMOUNT) and Column BB (TAXES) BOTH values will be convert based on selected Currency in (Column L). 2. If you choose "Partial Conversion" then Column BA (AMOUNT) only will be converted based on selected currency (Column L) and Column BB (TAXES) value (INR) will be added to the converted values.
Note on K363: gepadmin: 1. If you choose "Full Conversion" then Column BA (AMOUNT) and Column BB (TAXES) BOTH values will be convert based on selected Currency in (Column L). 2. If you choose "Partial Conversion" then Column BA (AMOUNT) only will be converted based on selected currency (Column L) and Column BB (TAXES) value (INR) will be added to the converted values.
Note on K365: gepadmin: 1. If you choose "Full Conversion" then Column BA (AMOUNT) and Column BB (TAXES) BOTH values will be convert based on selected Currency in (Column L). 2. If you choose "Partial Conversion" then Column BA (AMOUNT) only will be converted based on selected currency (Column L) and Column BB (TAXES) value (INR) will be added to the converted values.
Note on K366: gepadmin: 1. If you choose "Full Conversion" then Column BA (AMOUNT) and Column BB (TAXES) BOTH values will be convert based on selected Currency in (Column L). 2. If you choose "Partial Conversion" then Column BA (AMOUNT) only will be converted based on selected currency (Column L) and Column BB (TAXES) value (INR) will be added to the converted values.
Note on K367: gepadmin: 1. If you choose "Full Conversion" then Column BA (AMOUNT) and Column BB (TAXES) BOTH values will be convert based on selected Currency in (Column L). 2. If you choose "Partial Conversion" then Column BA (AMOUNT) only will be converted based on selected currency (Column L) and Column BB (TAXES) value (INR) will be added to the converted values.
Note on K368: gepadmin: 1. If you choose "Full Conversion" then Column BA (AMOUNT) and Column BB (TAXES) BOTH values will be convert based on selected Currency in (Column L). 2. If you choose "Partial Conversion" then Column BA (AMOUNT) only will be converted based on selected currency (Column L) and Column BB (TAXES) value (INR) will be added to the converted values.
Note on K370: gepadmin: 1. If you choose "Full Conversion" then Column BA (AMOUNT) and Column BB (TAXES) BOTH values will be convert based on selected Currency in (Column L). 2. If you choose "Partial Conversion" then Column BA (AMOUNT) only will be converted based on selected currency (Column L) and Column BB (TAXES) value (INR) will be added to the converted values.
Note on K372: gepadmin: 1. If you choose "Full Conversion" then Column BA (AMOUNT) and Column BB (TAXES) BOTH values will be convert based on selected Currency in (Column L). 2. If you choose "Partial Conversion" then Column BA (AMOUNT) only will be converted based on selected currency (Column L) and Column BB (TAXES) value (INR) will be added to the converted values.
Note on K373: gepadmin: 1. If you choose "Full Conversion" then Column BA (AMOUNT) and Column BB (TAXES) BOTH values will be convert based on selected Currency in (Column L). 2. If you choose "Partial Conversion" then Column BA (AMOUNT) only will be converted based on selected currency (Column L) and Column BB (TAXES) value (INR) will be added to the converted values.
Note on K374: gepadmin: 1. If you choose "Full Conversion" then Column BA (AMOUNT) and Column BB (TAXES) BOTH values will be convert based on selected Currency in (Column L). 2. If you choose "Partial Conversion" then Column BA (AMOUNT) only will be converted based on selected currency (Column L) and Column BB (TAXES) value (INR) will be added to the converted values.
Note on K375: gepadmin: 1. If you choose "Full Conversion" then Column BA (AMOUNT) and Column BB (TAXES) BOTH values will be convert based on selected Currency in (Column L). 2. If you choose "Partial Conversion" then Column BA (AMOUNT) only will be converted based on selected currency (Column L) and Column BB (TAXES) value (INR) will be added to the converted values.
Note on K376: gepadmin: 1. If you choose "Full Conversion" then Column BA (AMOUNT) and Column BB (TAXES) BOTH values will be convert based on selected Currency in (Column L). 2. If you choose "Partial Conversion" then Column BA (AMOUNT) only will be converted based on selected currency (Column L) and Column BB (TAXES) value (INR) will be added to the converted values.
Note on K377: gepadmin: 1. If you choose "Full Conversion" then Column BA (AMOUNT) and Column BB (TAXES) BOTH values will be convert based on selected Currency in (Column L). 2. If you choose "Partial Conversion" then Column BA (AMOUNT) only will be converted based on selected currency (Column L) and Column BB (TAXES) value (INR) will be added to the converted values.
Note on K379: gepadmin: 1. If you choose "Full Conversion" then Column BA (AMOUNT) and Column BB (TAXES) BOTH values will be convert based on selected Currency in (Column L). 2. If you choose "Partial Conversion" then Column BA (AMOUNT) only will be converted based on selected currency (Column L) and Column BB (TAXES) value (INR) will be added to the converted values.
Note on K380: gepadmin: 1. If you choose "Full Conversion" then Column BA (AMOUNT) and Column BB (TAXES) BOTH values will be convert based on selected Currency in (Column L). 2. If you choose "Partial Conversion" then Column BA (AMOUNT) only will be converted based on selected currency (Column L) and Column BB (TAXES) value (INR) will be added to the converted values.
Note on K381: gepadmin: 1. If you choose "Full Conversion" then Column BA (AMOUNT) and Column BB (TAXES) BOTH values will be convert based on selected Currency in (Column L). 2. If you choose "Partial Conversion" then Column BA (AMOUNT) only will be converted based on selected currency (Column L) and Column BB (TAXES) value (INR) will be added to the converted values.
Note on K382: gepadmin: 1. If you choose "Full Conversion" then Column BA (AMOUNT) and Column BB (TAXES) BOTH values will be convert based on selected Currency in (Column L). 2. If you choose "Partial Conversion" then Column BA (AMOUNT) only will be converted based on selected currency (Column L) and Column BB (TAXES) value (INR) will be added to the converted values.
Note on K383: gepadmin: 1. If you choose "Full Conversion" then Column BA (AMOUNT) and Column BB (TAXES) BOTH values will be convert based on selected Currency in (Column L). 2. If you choose "Partial Conversion" then Column BA (AMOUNT) only will be converted based on selected currency (Column L) and Column BB (TAXES) value (INR) will be added to the converted values.
Note on K384: gepadmin: 1. If you choose "Full Conversion" then Column BA (AMOUNT) and Column BB (TAXES) BOTH values will be convert based on selected Currency in (Column L). 2. If you choose "Partial Conversion" then Column BA (AMOUNT) only will be converted based on selected currency (Column L) and Column BB (TAXES) value (INR) will be added to the converted values.
Note on K386: gepadmin: 1. If you choose "Full Conversion" then Column BA (AMOUNT) and Column BB (TAXES) BOTH values will be convert based on selected Currency in (Column L). 2. If you choose "Partial Conversion" then Column BA (AMOUNT) only will be converted based on selected currency (Column L) and Column BB (TAXES) value (INR) will be added to the converted values.
Note on K388: gepadmin: 1. If you choose "Full Conversion" then Column BA (AMOUNT) and Column BB (TAXES) BOTH values will be convert based on selected Currency in (Column L). 2. If you choose "Partial Conversion" then Column BA (AMOUNT) only will be converted based on selected currency (Column L) and Column BB (TAXES) value (INR) will be added to the converted values.
Note on K389: gepadmin: 1. If you choose "Full Conversion" then Column BA (AMOUNT) and Column BB (TAXES) BOTH values will be convert based on selected Currency in (Column L). 2. If you choose "Partial Conversion" then Column BA (AMOUNT) only will be converted based on selected currency (Column L) and Column BB (TAXES) value (INR) will be added to the converted values.
Note on K390: gepadmin: 1. If you choose "Full Conversion" then Column BA (AMOUNT) and Column BB (TAXES) BOTH values will be convert based on selected Currency in (Column L). 2. If you choose "Partial Conversion" then Column BA (AMOUNT) only will be converted based on selected currency (Column L) and Column BB (TAXES) value (INR) will be added to the converted values.
Note on K391: gepadmin: 1. If you choose "Full Conversion" then Column BA (AMOUNT) and Column BB (TAXES) BOTH values will be convert based on selected Currency in (Column L). 2. If you choose "Partial Conversion" then Column BA (AMOUNT) only will be converted based on selected currency (Column L) and Column BB (TAXES) value (INR) will be added to the converted values.
Note on K393: gepadmin: 1. If you choose "Full Conversion" then Column BA (AMOUNT) and Column BB (TAXES) BOTH values will be convert based on selected Currency in (Column L). 2. If you choose "Partial Conversion" then Column BA (AMOUNT) only will be converted based on selected currency (Column L) and Column BB (TAXES) value (INR) will be added to the converted values.
Note on K395: gepadmin: 1. If you choose "Full Conversion" then Column BA (AMOUNT) and Column BB (TAXES) BOTH values will be convert based on selected Currency in (Column L). 2. If you choose "Partial Conversion" then Column BA (AMOUNT) only will be converted based on selected currency (Column L) and Column BB (TAXES) value (INR) will be added to the converted values.
Note on K397: gepadmin: 1. If you choose "Full Conversion" then Column BA (AMOUNT) and Column BB (TAXES) BOTH values will be convert based on selected Currency in (Column L). 2. If you choose "Partial Conversion" then Column BA (AMOUNT) only will be converted based on selected currency (Column L) and Column BB (TAXES) value (INR) will be added to the converted values.
Note on K399: gepadmin: 1. If you choose "Full Conversion" then Column BA (AMOUNT) and Column BB (TAXES) BOTH values will be convert based on selected Currency in (Column L). 2. If you choose "Partial Conversion" then Column BA (AMOUNT) only will be converted based on selected currency (Column L) and Column BB (TAXES) value (INR) will be added to the converted values.
Note on K401: gepadmin: 1. If you choose "Full Conversion" then Column BA (AMOUNT) and Column BB (TAXES) BOTH values will be convert based on selected Currency in (Column L). 2. If you choose "Partial Conversion" then Column BA (AMOUNT) only will be converted based on selected currency (Column L) and Column BB (TAXES) value (INR) will be added to the converted values.
Note on K402: gepadmin: 1. If you choose "Full Conversion" then Column BA (AMOUNT) and Column BB (TAXES) BOTH values will be convert based on selected Currency in (Column L). 2. If you choose "Partial Conversion" then Column BA (AMOUNT) only will be converted based on selected currency (Column L) and Column BB (TAXES) value (INR) will be added to the converted values.
Note on K403: gepadmin: 1. If you choose "Full Conversion" then Column BA (AMOUNT) and Column BB (TAXES) BOTH values will be convert based on selected Currency in (Column L). 2. If you choose "Partial Conversion" then Column BA (AMOUNT) only will be converted based on selected currency (Column L) and Column BB (TAXES) value (INR) will be added to the converted values.
Note on K405: gepadmin: 1. If you choose "Full Conversion" then Column BA (AMOUNT) and Column BB (TAXES) BOTH values will be convert based on selected Currency in (Column L). 2. If you choose "Partial Conversion" then Column BA (AMOUNT) only will be converted based on selected currency (Column L) and Column BB (TAXES) value (INR) will be added to the converted values.
Note on K406: gepadmin: 1. If you choose "Full Conversion" then Column BA (AMOUNT) and Column BB (TAXES) BOTH values will be convert based on selected Currency in (Column L). 2. If you choose "Partial Conversion" then Column BA (AMOUNT) only will be converted based on selected currency (Column L) and Column BB (TAXES) value (INR) will be added to the converted values.
Note on K407: gepadmin: 1. If you choose "Full Conversion" then Column BA (AMOUNT) and Column BB (TAXES) BOTH values will be convert based on selected Currency in (Column L). 2. If you choose "Partial Conversion" then Column BA (AMOUNT) only will be converted based on selected currency (Column L) and Column BB (TAXES) value (INR) will be added to the converted values.
Note on K409: gepadmin: 1. If you choose "Full Conversion" then Column BA (AMOUNT) and Column BB (TAXES) BOTH values will be convert based on selected Currency in (Column L). 2. If you choose "Partial Conversion" then Column BA (AMOUNT) only will be converted based on selected currency (Column L) and Column BB (TAXES) value (INR) will be added to the converted values.
Note on K410: gepadmin: 1. If you choose "Full Conversion" then Column BA (AMOUNT) and Column BB (TAXES) BOTH values will be convert based on selected Currency in (Column L). 2. If you choose "Partial Conversion" then Column BA (AMOUNT) only will be converted based on selected currency (Column L) and Column BB (TAXES) value (INR) will be added to the converted values.
Note on K412: gepadmin: 1. If you choose "Full Conversion" then Column BA (AMOUNT) and Column BB (TAXES) BOTH values will be convert based on selected Currency in (Column L). 2. If you choose "Partial Conversion" then Column BA (AMOUNT) only will be converted based on selected currency (Column L) and Column BB (TAXES) value (INR) will be added to the converted values.
Note on K414: gepadmin: 1. If you choose "Full Conversion" then Column BA (AMOUNT) and Column BB (TAXES) BOTH values will be convert based on selected Currency in (Column L). 2. If you choose "Partial Conversion" then Column BA (AMOUNT) only will be converted based on selected currency (Column L) and Column BB (TAXES) value (INR) will be added to the converted values.
Note on K415: gepadmin: 1. If you choose "Full Conversion" then Column BA (AMOUNT) and Column BB (TAXES) BOTH values will be convert based on selected Currency in (Column L). 2. If you choose "Partial Conversion" then Column BA (AMOUNT) only will be converted based on selected currency (Column L) and Column BB (TAXES) value (INR) will be added to the converted values.
Note on K416: gepadmin: 1. If you choose "Full Conversion" then Column BA (AMOUNT) and Column BB (TAXES) BOTH values will be convert based on selected Currency in (Column L). 2. If you choose "Partial Conversion" then Column BA (AMOUNT) only will be converted based on selected currency (Column L) and Column BB (TAXES) value (INR) will be added to the converted values.
Note on K417: gepadmin: 1. If you choose "Full Conversion" then Column BA (AMOUNT) and Column BB (TAXES) BOTH values will be convert based on selected Currency in (Column L). 2. If you choose "Partial Conversion" then Column BA (AMOUNT) only will be converted based on selected currency (Column L) and Column BB (TAXES) value (INR) will be added to the converted values.
Note on K420: gepadmin: 1. If you choose "Full Conversion" then Column BA (AMOUNT) and Column BB (TAXES) BOTH values will be convert based on selected Currency in (Column L). 2. If you choose "Partial Conversion" then Column BA (AMOUNT) only will be converted based on selected currency (Column L) and Column BB (TAXES) value (INR) will be added to the converted values.
Note on K421: gepadmin: 1. If you choose "Full Conversion" then Column BA (AMOUNT) and Column BB (TAXES) BOTH values will be convert based on selected Currency in (Column L). 2. If you choose "Partial Conversion" then Column BA (AMOUNT) only will be converted based on selected currency (Column L) and Column BB (TAXES) value (INR) will be added to the converted values.
Note on K423: gepadmin: 1. If you choose "Full Conversion" then Column BA (AMOUNT) and Column BB (TAXES) BOTH values will be convert based on selected Currency in (Column L). 2. If you choose "Partial Conversion" then Column BA (AMOUNT) only will be converted based on selected currency (Column L) and Column BB (TAXES) value (INR) will be added to the converted values.
Note on K424: gepadmin: 1. If you choose "Full Conversion" then Column BA (AMOUNT) and Column BB (TAXES) BOTH values will be convert based on selected Currency in (Column L). 2. If you choose "Partial Conversion" then Column BA (AMOUNT) only will be converted based on selected currency (Column L) and Column BB (TAXES) value (INR) will be added to the converted values.
Note on K425: gepadmin: 1. If you choose "Full Conversion" then Column BA (AMOUNT) and Column BB (TAXES) BOTH values will be convert based on selected Currency in (Column L). 2. If you choose "Partial Conversion" then Column BA (AMOUNT) only will be converted based on selected currency (Column L) and Column BB (TAXES) value (INR) will be added to the converted values.
Note on K426: gepadmin: 1. If you choose "Full Conversion" then Column BA (AMOUNT) and Column BB (TAXES) BOTH values will be convert based on selected Currency in (Column L). 2. If you choose "Partial Conversion" then Column BA (AMOUNT) only will be converted based on selected currency (Column L) and Column BB (TAXES) value (INR) will be added to the converted values.
Note on K428: gepadmin: 1. If you choose "Full Conversion" then Column BA (AMOUNT) and Column BB (TAXES) BOTH values will be convert based on selected Currency in (Column L). 2. If you choose "Partial Conversion" then Column BA (AMOUNT) only will be converted based on selected currency (Column L) and Column BB (TAXES) value (INR) will be added to the converted values.
Note on K429: gepadmin: 1. If you choose "Full Conversion" then Column BA (AMOUNT) and Column BB (TAXES) BOTH values will be convert based on selected Currency in (Column L). 2. If you choose "Partial Conversion" then Column BA (AMOUNT) only will be converted based on selected currency (Column L) and Column BB (TAXES) value (INR) will be added to the converted values.
Note on K430: gepadmin: 1. If you choose "Full Conversion" then Column BA (AMOUNT) and Column BB (TAXES) BOTH values will be convert based on selected Currency in (Column L). 2. If you choose "Partial Conversion" then Column BA (AMOUNT) only will be converted based on selected currency (Column L) and Column BB (TAXES) value (INR) will be added to the converted values.
Note on K431: gepadmin: 1. If you choose "Full Conversion" then Column BA (AMOUNT) and Column BB (TAXES) BOTH values will be convert based on selected Currency in (Column L). 2. If you choose "Partial Conversion" then Column BA (AMOUNT) only will be converted based on selected currency (Column L) and Column BB (TAXES) value (INR) will be added to the converted values.
Note on K432: gepadmin: 1. If you choose "Full Conversion" then Column BA (AMOUNT) and Column BB (TAXES) BOTH values will be convert based on selected Currency in (Column L). 2. If you choose "Partial Conversion" then Column BA (AMOUNT) only will be converted based on selected currency (Column L) and Column BB (TAXES) value (INR) will be added to the converted values.
Note on K433: gepadmin: 1. If you choose "Full Conversion" then Column BA (AMOUNT) and Column BB (TAXES) BOTH values will be convert based on selected Currency in (Column L). 2. If you choose "Partial Conversion" then Column BA (AMOUNT) only will be converted based on selected currency (Column L) and Column BB (TAXES) value (INR) will be added to the converted values.
Note on K436: gepadmin: 1. If you choose "Full Conversion" then Column BA (AMOUNT) and Column BB (TAXES) BOTH values will be convert based on selected Currency in (Column L). 2. If you choose "Partial Conversion" then Column BA (AMOUNT) only will be converted based on selected currency (Column L) and Column BB (TAXES) value (INR) will be added to the converted values.
Note on K438: gepadmin: 1. If you choose "Full Conversion" then Column BA (AMOUNT) and Column BB (TAXES) BOTH values will be convert based on selected Currency in (Column L). 2. If you choose "Partial Conversion" then Column BA (AMOUNT) only will be converted based on selected currency (Column L) and Column BB (TAXES) value (INR) will be added to the converted values.
Note on K439: gepadmin: 1. If you choose "Full Conversion" then Column BA (AMOUNT) and Column BB (TAXES) BOTH values will be convert based on selected Currency in (Column L). 2. If you choose "Partial Conversion" then Column BA (AMOUNT) only will be converted based on selected currency (Column L) and Column BB (TAXES) value (INR) will be added to the converted values.
Note on K441: gepadmin: 1. If you choose "Full Conversion" then Column BA (AMOUNT) and Column BB (TAXES) BOTH values will be convert based on selected Currency in (Column L). 2. If you choose "Partial Conversion" then Column BA (AMOUNT) only will be converted based on selected currency (Column L) and Column BB (TAXES) value (INR) will be added to the converted values.
Note on K442: gepadmin: 1. If you choose "Full Conversion" then Column BA (AMOUNT) and Column BB (TAXES) BOTH values will be convert based on selected Currency in (Column L). 2. If you choose "Partial Conversion" then Column BA (AMOUNT) only will be converted based on selected currency (Column L) and Column BB (TAXES) value (INR) will be added to the converted values.
Note on K443: gepadmin: 1. If you choose "Full Conversion" then Column BA (AMOUNT) and Column BB (TAXES) BOTH values will be convert based on selected Currency in (Column L). 2. If you choose "Partial Conversion" then Column BA (AMOUNT) only will be converted based on selected currency (Column L) and Column BB (TAXES) value (INR) will be added to the converted values.
Note on K446: gepadmin: 1. If you choose "Full Conversion" then Column BA (AMOUNT) and Column BB (TAXES) BOTH values will be convert based on selected Currency in (Column L). 2. If you choose "Partial Conversion" then Column BA (AMOUNT) only will be converted based on selected currency (Column L) and Column BB (TAXES) value (INR) will be added to the converted values.
Note on K447: gepadmin: 1. If you choose "Full Conversion" then Column BA (AMOUNT) and Column BB (TAXES) BOTH values will be convert based on selected Currency in (Column L). 2. If you choose "Partial Conversion" then Column BA (AMOUNT) only will be converted based on selected currency (Column L) and Column BB (TAXES) value (INR) will be added to the converted values.
Note on K448: gepadmin: 1. If you choose "Full Conversion" then Column BA (AMOUNT) and Column BB (TAXES) BOTH values will be convert based on selected Currency in (Column L). 2. If you choose "Partial Conversion" then Column BA (AMOUNT) only will be converted based on selected currency (Column L) and Column BB (TAXES) value (INR) will be added to the converted values.
Note on K450: gepadmin: 1. If you choose "Full Conversion" then Column BA (AMOUNT) and Column BB (TAXES) BOTH values will be convert based on selected Currency in (Column L). 2. If you choose "Partial Conversion" then Column BA (AMOUNT) only will be converted based on selected currency (Column L) and Column BB (TAXES) value (INR) will be added to the converted values.
Note on K452: gepadmin: 1. If you choose "Full Conversion" then Column BA (AMOUNT) and Column BB (TAXES) BOTH values will be convert based on selected Currency in (Column L). 2. If you choose "Partial Conversion" then Column BA (AMOUNT) only will be converted based on selected currency (Column L) and Column BB (TAXES) value (INR) will be added to the converted values.
Note on K453: gepadmin: 1. If you choose "Full Conversion" then Column BA (AMOUNT) and Column BB (TAXES) BOTH values will be convert based on selected Currency in (Column L). 2. If you choose "Partial Conversion" then Column BA (AMOUNT) only will be converted based on selected currency (Column L) and Column BB (TAXES) value (INR) will be added to the converted values.
Note on K454: gepadmin: 1. If you choose "Full Conversion" then Column BA (AMOUNT) and Column BB (TAXES) BOTH values will be convert based on selected Currency in (Column L). 2. If you choose "Partial Conversion" then Column BA (AMOUNT) only will be converted based on selected currency (Column L) and Column BB (TAXES) value (INR) will be added to the converted values.
Note on K455: gepadmin: 1. If you choose "Full Conversion" then Column BA (AMOUNT) and Column BB (TAXES) BOTH values will be convert based on selected Currency in (Column L). 2. If you choose "Partial Conversion" then Column BA (AMOUNT) only will be converted based on selected currency (Column L) and Column BB (TAXES) value (INR) will be added to the converted values.
Note on K457: gepadmin: 1. If you choose "Full Conversion" then Column BA (AMOUNT) and Column BB (TAXES) BOTH values will be convert based on selected Currency in (Column L). 2. If you choose "Partial Conversion" then Column BA (AMOUNT) only will be converted based on selected currency (Column L) and Column BB (TAXES) value (INR) will be added to the converted values.
Note on K459: gepadmin: 1. If you choose "Full Conversion" then Column BA (AMOUNT) and Column BB (TAXES) BOTH values will be convert based on selected Currency in (Column L). 2. If you choose "Partial Conversion" then Column BA (AMOUNT) only will be converted based on selected currency (Column L) and Column BB (TAXES) value (INR) will be added to the converted values.
Note on K461: gepadmin: 1. If you choose "Full Conversion" then Column BA (AMOUNT) and Column BB (TAXES) BOTH values will be convert based on selected Currency in (Column L). 2. If you choose "Partial Conversion" then Column BA (AMOUNT) only will be converted based on selected currency (Column L) and Column BB (TAXES) value (INR) will be added to the converted values.
Note on K462: gepadmin: 1. If you choose "Full Conversion" then Column BA (AMOUNT) and Column BB (TAXES) BOTH values will be convert based on selected Currency in (Column L). 2. If you choose "Partial Conversion" then Column BA (AMOUNT) only will be converted based on selected currency (Column L) and Column BB (TAXES) value (INR) will be added to the converted values.
Note on K463: gepadmin: 1. If you choose "Full Conversion" then Column BA (AMOUNT) and Column BB (TAXES) BOTH values will be convert based on selected Currency in (Column L). 2. If you choose "Partial Conversion" then Column BA (AMOUNT) only will be converted based on selected currency (Column L) and Column BB (TAXES) value (INR) will be added to the converted values.
Note on K464: gepadmin: 1. If you choose "Full Conversion" then Column BA (AMOUNT) and Column BB (TAXES) BOTH values will be convert based on selected Currency in (Column L). 2. If you choose "Partial Conversion" then Column BA (AMOUNT) only will be converted based on selected currency (Column L) and Column BB (TAXES) value (INR) will be added to the converted values.
Note on K465: gepadmin: 1. If you choose "Full Conversion" then Column BA (AMOUNT) and Column BB (TAXES) BOTH values will be convert based on selected Currency in (Column L). 2. If you choose "Partial Conversion" then Column BA (AMOUNT) only will be converted based on selected currency (Column L) and Column BB (TAXES) value (INR) will be added to the converted values.
Note on K467: gepadmin: 1. If you choose "Full Conversion" then Column BA (AMOUNT) and Column BB (TAXES) BOTH values will be convert based on selected Currency in (Column L). 2. If you choose "Partial Conversion" then Column BA (AMOUNT) only will be converted based on selected currency (Column L) and Column BB (TAXES) value (INR) will be added to the converted values.
Note on K468: gepadmin: 1. If you choose "Full Conversion" then Column BA (AMOUNT) and Column BB (TAXES) BOTH values will be convert based on selected Currency in (Column L). 2. If you choose "Partial Conversion" then Column BA (AMOUNT) only will be converted based on selected currency (Column L) and Column BB (TAXES) value (INR) will be added to the converted values.
Note on K471: gepadmin: 1. If you choose "Full Conversion" then Column BA (AMOUNT) and Column BB (TAXES) BOTH values will be convert based on selected Currency in (Column L). 2. If you choose "Partial Conversion" then Column BA (AMOUNT) only will be converted based on selected currency (Column L) and Column BB (TAXES) value (INR) will be added to the converted values.
Note on K472: gepadmin: 1. If you choose "Full Conversion" then Column BA (AMOUNT) and Column BB (TAXES) BOTH values will be convert based on selected Currency in (Column L). 2. If you choose "Partial Conversion" then Column BA (AMOUNT) only will be converted based on selected currency (Column L) and Column BB (TAXES) value (INR) will be added to the converted values.
Note on K473: gepadmin: 1. If you choose "Full Conversion" then Column BA (AMOUNT) and Column BB (TAXES) BOTH values will be convert based on selected Currency in (Column L). 2. If you choose "Partial Conversion" then Column BA (AMOUNT) only will be converted based on selected currency (Column L) and Column BB (TAXES) value (INR) will be added to the converted values.
Note on K475: gepadmin: 1. If you choose "Full Conversion" then Column BA (AMOUNT) and Column BB (TAXES) BOTH values will be convert based on selected Currency in (Column L). 2. If you choose "Partial Conversion" then Column BA (AMOUNT) only will be converted based on selected currency (Column L) and Column BB (TAXES) value (INR) will be added to the converted values.
Note on K476: gepadmin: 1. If you choose "Full Conversion" then Column BA (AMOUNT) and Column BB (TAXES) BOTH values will be convert based on selected Currency in (Column L). 2. If you choose "Partial Conversion" then Column BA (AMOUNT) only will be converted based on selected currency (Column L) and Column BB (TAXES) value (INR) will be added to the converted values.
Note on K478: gepadmin: 1. If you choose "Full Conversion" then Column BA (AMOUNT) and Column BB (TAXES) BOTH values will be convert based on selected Currency in (Column L). 2. If you choose "Partial Conversion" then Column BA (AMOUNT) only will be converted based on selected currency (Column L) and Column BB (TAXES) value (INR) will be added to the converted values.
Note on K481: gepadmin: 1. If you choose "Full Conversion" then Column BA (AMOUNT) and Column BB (TAXES) BOTH values will be convert based on selected Currency in (Column L). 2. If you choose "Partial Conversion" then Column BA (AMOUNT) only will be converted based on selected currency (Column L) and Column BB (TAXES) value (INR) will be added to the converted values.
Note on K482: gepadmin: 1. If you choose "Full Conversion" then Column BA (AMOUNT) and Column BB (TAXES) BOTH values will be convert based on selected Currency in (Column L). 2. If you choose "Partial Conversion" then Column BA (AMOUNT) only will be converted based on selected currency (Column L) and Column BB (TAXES) value (INR) will be added to the converted values.
Note on K484: gepadmin: 1. If you choose "Full Conversion" then Column BA (AMOUNT) and Column BB (TAXES) BOTH values will be convert based on selected Currency in (Column L). 2. If you choose "Partial Conversion" then Column BA (AMOUNT) only will be converted based on selected currency (Column L) and Column BB (TAXES) value (INR) will be added to the converted values.
Note on K485: gepadmin: 1. If you choose "Full Conversion" then Column BA (AMOUNT) and Column BB (TAXES) BOTH values will be convert based on selected Currency in (Column L). 2. If you choose "Partial Conversion" then Column BA (AMOUNT) only will be converted based on selected currency (Column L) and Column BB (TAXES) value (INR) will be added to the converted values.
Note on K487: gepadmin: 1. If you choose "Full Conversion" then Column BA (AMOUNT) and Column BB (TAXES) BOTH values will be convert based on selected Currency in (Column L). 2. If you choose "Partial Conversion" then Column BA (AMOUNT) only will be converted based on selected currency (Column L) and Column BB (TAXES) value (INR) will be added to the converted values.
Note on K490: gepadmin: 1. If you choose "Full Conversion" then Column BA (AMOUNT) and Column BB (TAXES) BOTH values will be convert based on selected Currency in (Column L). 2. If you choose "Partial Conversion" then Column BA (AMOUNT) only will be converted based on selected currency (Column L) and Column BB (TAXES) value (INR) will be added to the converted values.
Note on K491: gepadmin: 1. If you choose "Full Conversion" then Column BA (AMOUNT) and Column BB (TAXES) BOTH values will be convert based on selected Currency in (Column L). 2. If you choose "Partial Conversion" then Column BA (AMOUNT) only will be converted based on selected currency (Column L) and Column BB (TAXES) value (INR) will be added to the converted values.
Note on K493: gepadmin: 1. If you choose "Full Conversion" then Column BA (AMOUNT) and Column BB (TAXES) BOTH values will be convert based on selected Currency in (Column L). 2. If you choose "Partial Conversion" then Column BA (AMOUNT) only will be converted based on selected currency (Column L) and Column BB (TAXES) value (INR) will be added to the converted values.
Note on K494: gepadmin: 1. If you choose "Full Conversion" then Column BA (AMOUNT) and Column BB (TAXES) BOTH values will be convert based on selected Currency in (Column L). 2. If you choose "Partial Conversion" then Column BA (AMOUNT) only will be converted based on selected currency (Column L) and Column BB (TAXES) value (INR) will be added to the converted values.
Note on K497: gepadmin: 1. If you choose "Full Conversion" then Column BA (AMOUNT) and Column BB (TAXES) BOTH values will be convert based on selected Currency in (Column L). 2. If you choose "Partial Conversion" then Column BA (AMOUNT) only will be converted based on selected currency (Column L) and Column BB (TAXES) value (INR) will be added to the converted values.
Note on K498: gepadmin: 1. If you choose "Full Conversion" then Column BA (AMOUNT) and Column BB (TAXES) BOTH values will be convert based on selected Currency in (Column L). 2. If you choose "Partial Conversion" then Column BA (AMOUNT) only will be converted based on selected currency (Column L) and Column BB (TAXES) value (INR) will be added to the converted values.
Note on K500: gepadmin: 1. If you choose "Full Conversion" then Column BA (AMOUNT) and Column BB (TAXES) BOTH values will be convert based on selected Currency in (Column L). 2. If you choose "Partial Conversion" then Column BA (AMOUNT) only will be converted based on selected currency (Column L) and Column BB (TAXES) value (INR) will be added to the converted values.
Note on K501: gepadmin: 1. If you choose "Full Conversion" then Column BA (AMOUNT) and Column BB (TAXES) BOTH values will be convert based on selected Currency in (Column L). 2. If you choose "Partial Conversion" then Column BA (AMOUNT) only will be converted based on selected currency (Column L) and Column BB (TAXES) value (INR) will be added to the converted values.
Note on K504: gepadmin: 1. If you choose "Full Conversion" then Column BA (AMOUNT) and Column BB (TAXES) BOTH values will be convert based on selected Currency in (Column L). 2. If you choose "Partial Conversion" then Column BA (AMOUNT) only will be converted based on selected currency (Column L) and Column BB (TAXES) value (INR) will be added to the converted values.
Note on K505: gepadmin: 1. If you choose "Full Conversion" then Column BA (AMOUNT) and Column BB (TAXES) BOTH values will be convert based on selected Currency in (Column L). 2. If you choose "Partial Conversion" then Column BA (AMOUNT) only will be converted based on selected currency (Column L) and Column BB (TAXES) value (INR) will be added to the converted values.
Note on K507: gepadmin: 1. If you choose "Full Conversion" then Column BA (AMOUNT) and Column BB (TAXES) BOTH values will be convert based on selected Currency in (Column L). 2. If you choose "Partial Conversion" then Column BA (AMOUNT) only will be converted based on selected currency (Column L) and Column BB (TAXES) value (INR) will be added to the converted values.
Note on K508: gepadmin: 1. If you choose "Full Conversion" then Column BA (AMOUNT) and Column BB (TAXES) BOTH values will be convert based on selected Currency in (Column L). 2. If you choose "Partial Conversion" then Column BA (AMOUNT) only will be converted based on selected currency (Column L) and Column BB (TAXES) value (INR) will be added to the converted values.
Note on K511: gepadmin: 1. If you choose "Full Conversion" then Column BA (AMOUNT) and Column BB (TAXES) BOTH values will be convert based on selected Currency in (Column L). 2. If you choose "Partial Conversion" then Column BA (AMOUNT) only will be converted based on selected currency (Column L) and Column BB (TAXES) value (INR) will be added to the converted values.
Note on K512: gepadmin: 1. If you choose "Full Conversion" then Column BA (AMOUNT) and Column BB (TAXES) BOTH values will be convert based on selected Currency in (Column L). 2. If you choose "Partial Conversion" then Column BA (AMOUNT) only will be converted based on selected currency (Column L) and Column BB (TAXES) value (INR) will be added to the converted values.
Note on K513: gepadmin: 1. If you choose "Full Conversion" then Column BA (AMOUNT) and Column BB (TAXES) BOTH values will be convert based on selected Currency in (Column L). 2. If you choose "Partial Conversion" then Column BA (AMOUNT) only will be converted based on selected currency (Column L) and Column BB (TAXES) value (INR) will be added to the converted values.
Note on K514: gepadmin: 1. If you choose "Full Conversion" then Column BA (AMOUNT) and Column BB (TAXES) BOTH values will be convert based on selected Currency in (Column L). 2. If you choose "Partial Conversion" then Column BA (AMOUNT) only will be converted based on selected currency (Column L) and Column BB (TAXES) value (INR) will be added to the converted values.
Note on K516: gepadmin: 1. If you choose "Full Conversion" then Column BA (AMOUNT) and Column BB (TAXES) BOTH values will be convert based on selected Currency in (Column L). 2. If you choose "Partial Conversion" then Column BA (AMOUNT) only will be converted based on selected currency (Column L) and Column BB (TAXES) value (INR) will be added to the converted values.
Note on K517: gepadmin: 1. If you choose "Full Conversion" then Column BA (AMOUNT) and Column BB (TAXES) BOTH values will be convert based on selected Currency in (Column L). 2. If you choose "Partial Conversion" then Column BA (AMOUNT) only will be converted based on selected currency (Column L) and Column BB (TAXES) value (INR) will be added to the converted values.
Note on K519: gepadmin: 1. If you choose "Full Conversion" then Column BA (AMOUNT) and Column BB (TAXES) BOTH values will be convert based on selected Currency in (Column L). 2. If you choose "Partial Conversion" then Column BA (AMOUNT) only will be converted based on selected currency (Column L) and Column BB (TAXES) value (INR) will be added to the converted values.
Note on K520: gepadmin: 1. If you choose "Full Conversion" then Column BA (AMOUNT) and Column BB (TAXES) BOTH values will be convert based on selected Currency in (Column L). 2. If you choose "Partial Conversion" then Column BA (AMOUNT) only will be converted based on selected currency (Column L) and Column BB (TAXES) value (INR) will be added to the converted values.
Note on K521: gepadmin: 1. If you choose "Full Conversion" then Column BA (AMOUNT) and Column BB (TAXES) BOTH values will be convert based on selected Currency in (Column L). 2. If you choose "Partial Conversion" then Column BA (AMOUNT) only will be converted based on selected currency (Column L) and Column BB (TAXES) value (INR) will be added to the converted values.
Note on K523: gepadmin: 1. If you choose "Full Conversion" then Column BA (AMOUNT) and Column BB (TAXES) BOTH values will be convert based on selected Currency in (Column L). 2. If you choose "Partial Conversion" then Column BA (AMOUNT) only will be converted based on selected currency (Column L) and Column BB (TAXES) value (INR) will be added to the converted values.
Note on K525: gepadmin: 1. If you choose "Full Conversion" then Column BA (AMOUNT) and Column BB (TAXES) BOTH values will be convert based on selected Currency in (Column L). 2. If you choose "Partial Conversion" then Column BA (AMOUNT) only will be converted based on selected currency (Column L) and Column BB (TAXES) value (INR) will be added to the converted values.
Note on K526: gepadmin: 1. If you choose "Full Conversion" then Column BA (AMOUNT) and Column BB (TAXES) BOTH values will be convert based on selected Currency in (Column L). 2. If you choose "Partial Conversion" then Column BA (AMOUNT) only will be converted based on selected currency (Column L) and Column BB (TAXES) value (INR) will be added to the converted values.
Note on K528: gepadmin: 1. If you choose "Full Conversion" then Column BA (AMOUNT) and Column BB (TAXES) BOTH values will be convert based on selected Currency in (Column L). 2. If you choose "Partial Conversion" then Column BA (AMOUNT) only will be converted based on selected currency (Column L) and Column BB (TAXES) value (INR) will be added to the converted values.
Note on K529: gepadmin: 1. If you choose "Full Conversion" then Column BA (AMOUNT) and Column BB (TAXES) BOTH values will be convert based on selected Currency in (Column L). 2. If you choose "Partial Conversion" then Column BA (AMOUNT) only will be converted based on selected currency (Column L) and Column BB (TAXES) value (INR) will be added to the converted values.
Note on K530: gepadmin: 1. If you choose "Full Conversion" then Column BA (AMOUNT) and Column BB (TAXES) BOTH values will be convert based on selected Currency in (Column L). 2. If you choose "Partial Conversion" then Column BA (AMOUNT) only will be converted based on selected currency (Column L) and Column BB (TAXES) value (INR) will be added to the converted values.
Note on K531: gepadmin: 1. If you choose "Full Conversion" then Column BA (AMOUNT) and Column BB (TAXES) BOTH values will be convert based on selected Currency in (Column L). 2. If you choose "Partial Conversion" then Column BA (AMOUNT) only will be converted based on selected currency (Column L) and Column BB (TAXES) value (INR) will be added to the converted values.
Note on K533: gepadmin: 1. If you choose "Full Conversion" then Column BA (AMOUNT) and Column BB (TAXES) BOTH values will be convert based on selected Currency in (Column L). 2. If you choose "Partial Conversion" then Column BA (AMOUNT) only will be converted based on selected currency (Column L) and Column BB (TAXES) value (INR) will be added to the converted values.
Note on K536: gepadmin: 1. If you choose "Full Conversion" then Column BA (AMOUNT) and Column BB (TAXES) BOTH values will be convert based on selected Currency in (Column L). 2. If you choose "Partial Conversion" then Column BA (AMOUNT) only will be converted based on selected currency (Column L) and Column BB (TAXES) value (INR) will be added to the converted values.
Note on K537: gepadmin: 1. If you choose "Full Conversion" then Column BA (AMOUNT) and Column BB (TAXES) BOTH values will be convert based on selected Currency in (Column L). 2. If you choose "Partial Conversion" then Column BA (AMOUNT) only will be converted based on selected currency (Column L) and Column BB (TAXES) value (INR) will be added to the converted values.
Note on K539: gepadmin: 1. If you choose "Full Conversion" then Column BA (AMOUNT) and Column BB (TAXES) BOTH values will be convert based on selected Currency in (Column L). 2. If you choose "Partial Conversion" then Column BA (AMOUNT) only will be converted based on selected currency (Column L) and Column BB (TAXES) value (INR) will be added to the converted values.
Note on K540: gepadmin: 1. If you choose "Full Conversion" then Column BA (AMOUNT) and Column BB (TAXES) BOTH values will be convert based on selected Currency in (Column L). 2. If you choose "Partial Conversion" then Column BA (AMOUNT) only will be converted based on selected currency (Column L) and Column BB (TAXES) value (INR) will be added to the converted values.
Note on K542: gepadmin: 1. If you choose "Full Conversion" then Column BA (AMOUNT) and Column BB (TAXES) BOTH values will be convert based on selected Currency in (Column L). 2. If you choose "Partial Conversion" then Column BA (AMOUNT) only will be converted based on selected currency (Column L) and Column BB (TAXES) value (INR) will be added to the converted values.
Note on K543: gepadmin: 1. If you choose "Full Conversion" then Column BA (AMOUNT) and Column BB (TAXES) BOTH values will be convert based on selected Currency in (Column L). 2. If you choose "Partial Conversion" then Column BA (AMOUNT) only will be converted based on selected currency (Column L) and Column BB (TAXES) value (INR) will be added to the converted values.
Note on K544: gepadmin: 1. If you choose "Full Conversion" then Column BA (AMOUNT) and Column BB (TAXES) BOTH values will be convert based on selected Currency in (Column L). 2. If you choose "Partial Conversion" then Column BA (AMOUNT) only will be converted based on selected currency (Column L) and Column BB (TAXES) value (INR) will be added to the converted values.
Note on K545: gepadmin: 1. If you choose "Full Conversion" then Column BA (AMOUNT) and Column BB (TAXES) BOTH values will be convert based on selected Currency in (Column L). 2. If you choose "Partial Conversion" then Column BA (AMOUNT) only will be converted based on selected currency (Column L) and Column BB (TAXES) value (INR) will be added to the converted values.
Note on K546: gepadmin: 1. If you choose "Full Conversion" then Column BA (AMOUNT) and Column BB (TAXES) BOTH values will be convert based on selected Currency in (Column L). 2. If you choose "Partial Conversion" then Column BA (AMOUNT) only will be converted based on selected currency (Column L) and Column BB (TAXES) value (INR) will be added to the converted values.
Note on K547: gepadmin: 1. If you choose "Full Conversion" then Column BA (AMOUNT) and Column BB (TAXES) BOTH values will be convert based on selected Currency in (Column L). 2. If you choose "Partial Conversion" then Column BA (AMOUNT) only will be converted based on selected currency (Column L) and Column BB (TAXES) value (INR) will be added to the converted values.
Note on K549: gepadmin: 1. If you choose "Full Conversion" then Column BA (AMOUNT) and Column BB (TAXES) BOTH values will be convert based on selected Currency in (Column L). 2. If you choose "Partial Conversion" then Column BA (AMOUNT) only will be converted based on selected currency (Column L) and Column BB (TAXES) value (INR) will be added to the converted values.
Note on K550: gepadmin: 1. If you choose "Full Conversion" then Column BA (AMOUNT) and Column BB (TAXES) BOTH values will be convert based on selected Currency in (Column L). 2. If you choose "Partial Conversion" then Column BA (AMOUNT) only will be converted based on selected currency (Column L) and Column BB (TAXES) value (INR) will be added to the converted values.
Note on K552: gepadmin: 1. If you choose "Full Conversion" then Column BA (AMOUNT) and Column BB (TAXES) BOTH values will be convert based on selected Currency in (Column L). 2. If you choose "Partial Conversion" then Column BA (AMOUNT) only will be converted based on selected currency (Column L) and Column BB (TAXES) value (INR) will be added to the converted values.
Note on K553: gepadmin: 1. If you choose "Full Conversion" then Column BA (AMOUNT) and Column BB (TAXES) BOTH values will be convert based on selected Currency in (Column L). 2. If you choose "Partial Conversion" then Column BA (AMOUNT) only will be converted based on selected currency (Column L) and Column BB (TAXES) value (INR) will be added to the converted values.
Note on K554: gepadmin: 1. If you choose "Full Conversion" then Column BA (AMOUNT) and Column BB (TAXES) BOTH values will be convert based on selected Currency in (Column L). 2. If you choose "Partial Conversion" then Column BA (AMOUNT) only will be converted based on selected currency (Column L) and Column BB (TAXES) value (INR) will be added to the converted values.
Note on K555: gepadmin: 1. If you choose "Full Conversion" then Column BA (AMOUNT) and Column BB (TAXES) BOTH values will be convert based on selected Currency in (Column L). 2. If you choose "Partial Conversion" then Column BA (AMOUNT) only will be converted based on selected currency (Column L) and Column BB (TAXES) value (INR) will be added to the converted values.
Note on K556: gepadmin: 1. If you choose "Full Conversion" then Column BA (AMOUNT) and Column BB (TAXES) BOTH values will be convert based on selected Currency in (Column L). 2. If you choose "Partial Conversion" then Column BA (AMOUNT) only will be converted based on selected currency (Column L) and Column BB (TAXES) value (INR) will be added to the converted values.
Note on K558: gepadmin: 1. If you choose "Full Conversion" then Column BA (AMOUNT) and Column BB (TAXES) BOTH values will be convert based on selected Currency in (Column L). 2. If you choose "Partial Conversion" then Column BA (AMOUNT) only will be converted based on selected currency (Column L) and Column BB (TAXES) value (INR) will be added to the converted values.
Note on K560: gepadmin: 1. If you choose "Full Conversion" then Column BA (AMOUNT) and Column BB (TAXES) BOTH values will be convert based on selected Currency in (Column L). 2. If you choose "Partial Conversion" then Column BA (AMOUNT) only will be converted based on selected currency (Column L) and Column BB (TAXES) value (INR) will be added to the converted values.
Note on K562: gepadmin: 1. If you choose "Full Conversion" then Column BA (AMOUNT) and Column BB (TAXES) BOTH values will be convert based on selected Currency in (Column L). 2. If you choose "Partial Conversion" then Column BA (AMOUNT) only will be converted based on selected currency (Column L) and Column BB (TAXES) value (INR) will be added to the converted values.
Note on K564: gepadmin: 1. If you choose "Full Conversion" then Column BA (AMOUNT) and Column BB (TAXES) BOTH values will be convert based on selected Currency in (Column L). 2. If you choose "Partial Conversion" then Column BA (AMOUNT) only will be converted based on selected currency (Column L) and Column BB (TAXES) value (INR) will be added to the converted values.
Note on K565: gepadmin: 1. If you choose "Full Conversion" then Column BA (AMOUNT) and Column BB (TAXES) BOTH values will be convert based on selected Currency in (Column L). 2. If you choose "Partial Conversion" then Column BA (AMOUNT) only will be converted based on selected currency (Column L) and Column BB (TAXES) value (INR) will be added to the converted values.
Note on K567: gepadmin: 1. If you choose "Full Conversion" then Column BA (AMOUNT) and Column BB (TAXES) BOTH values will be convert based on selected Currency in (Column L). 2. If you choose "Partial Conversion" then Column BA (AMOUNT) only will be converted based on selected currency (Column L) and Column BB (TAXES) value (INR) will be added to the converted values.
Note on K568: gepadmin: 1. If you choose "Full Conversion" then Column BA (AMOUNT) and Column BB (TAXES) BOTH values will be convert based on selected Currency in (Column L). 2. If you choose "Partial Conversion" then Column BA (AMOUNT) only will be converted based on selected currency (Column L) and Column BB (TAXES) value (INR) will be added to the converted values.
Note on K570: gepadmin: 1. If you choose "Full Conversion" then Column BA (AMOUNT) and Column BB (TAXES) BOTH values will be convert based on selected Currency in (Column L). 2. If you choose "Partial Conversion" then Column BA (AMOUNT) only will be converted based on selected currency (Column L) and Column BB (TAXES) value (INR) will be added to the converted values.
Note on K571: gepadmin: 1. If you choose "Full Conversion" then Column BA (AMOUNT) and Column BB (TAXES) BOTH values will be convert based on selected Currency in (Column L). 2. If you choose "Partial Conversion" then Column BA (AMOUNT) only will be converted based on selected currency (Column L) and Column BB (TAXES) value (INR) will be added to the converted values.
Note on K574: gepadmin: 1. If you choose "Full Conversion" then Column BA (AMOUNT) and Column BB (TAXES) BOTH values will be convert based on selected Currency in (Column L). 2. If you choose "Partial Conversion" then Column BA (AMOUNT) only will be converted based on selected currency (Column L) and Column BB (TAXES) value (INR) will be added to the converted values.
Note on K576: gepadmin: 1. If you choose "Full Conversion" then Column BA (AMOUNT) and Column BB (TAXES) BOTH values will be convert based on selected Currency in (Column L). 2. If you choose "Partial Conversion" then Column BA (AMOUNT) only will be converted based on selected currency (Column L) and Column BB (TAXES) value (INR) will be added to the converted values.
Note on K578: gepadmin: 1. If you choose "Full Conversion" then Column BA (AMOUNT) and Column BB (TAXES) BOTH values will be convert based on selected Currency in (Column L). 2. If you choose "Partial Conversion" then Column BA (AMOUNT) only will be converted based on selected currency (Column L) and Column BB (TAXES) value (INR) will be added to the converted values.
Note on K580: gepadmin: 1. If you choose "Full Conversion" then Column BA (AMOUNT) and Column BB (TAXES) BOTH values will be convert based on selected Currency in (Column L). 2. If you choose "Partial Conversion" then Column BA (AMOUNT) only will be converted based on selected currency (Column L) and Column BB (TAXES) value (INR) will be added to the converted values.
Note on K581: gepadmin: 1. If you choose "Full Conversion" then Column BA (AMOUNT) and Column BB (TAXES) BOTH values will be convert based on selected Currency in (Column L). 2. If you choose "Partial Conversion" then Column BA (AMOUNT) only will be converted based on selected currency (Column L) and Column BB (TAXES) value (INR) will be added to the converted values.
Note on K582: gepadmin: 1. If you choose "Full Conversion" then Column BA (AMOUNT) and Column BB (TAXES) BOTH values will be convert based on selected Currency in (Column L). 2. If you choose "Partial Conversion" then Column BA (AMOUNT) only will be converted based on selected currency (Column L) and Column BB (TAXES) value (INR) will be added to the converted values.
Note on K583: gepadmin: 1. If you choose "Full Conversion" then Column BA (AMOUNT) and Column BB (TAXES) BOTH values will be convert based on selected Currency in (Column L). 2. If you choose "Partial Conversion" then Column BA (AMOUNT) only will be converted based on selected currency (Column L) and Column BB (TAXES) value (INR) will be added to the converted values.
Note on K585: gepadmin: 1. If you choose "Full Conversion" then Column BA (AMOUNT) and Column BB (TAXES) BOTH values will be convert based on selected Currency in (Column L). 2. If you choose "Partial Conversion" then Column BA (AMOUNT) only will be converted based on selected currency (Column L) and Column BB (TAXES) value (INR) will be added to the converted values.
Note on K586: gepadmin: 1. If you choose "Full Conversion" then Column BA (AMOUNT) and Column BB (TAXES) BOTH values will be convert based on selected Currency in (Column L). 2. If you choose "Partial Conversion" then Column BA (AMOUNT) only will be converted based on selected currency (Column L) and Column BB (TAXES) value (INR) will be added to the converted values.
Note on K587: gepadmin: 1. If you choose "Full Conversion" then Column BA (AMOUNT) and Column BB (TAXES) BOTH values will be convert based on selected Currency in (Column L). 2. If you choose "Partial Conversion" then Column BA (AMOUNT) only will be converted based on selected currency (Column L) and Column BB (TAXES) value (INR) will be added to the converted values.
Note on K588: gepadmin: 1. If you choose "Full Conversion" then Column BA (AMOUNT) and Column BB (TAXES) BOTH values will be convert based on selected Currency in (Column L). 2. If you choose "Partial Conversion" then Column BA (AMOUNT) only will be converted based on selected currency (Column L) and Column BB (TAXES) value (INR) will be added to the converted values.
Note on K590: gepadmin: 1. If you choose "Full Conversion" then Column BA (AMOUNT) and Column BB (TAXES) BOTH values will be convert based on selected Currency in (Column L). 2. If you choose "Partial Conversion" then Column BA (AMOUNT) only will be converted based on selected currency (Column L) and Column BB (TAXES) value (INR) will be added to the converted values.
Note on K591: gepadmin: 1. If you choose "Full Conversion" then Column BA (AMOUNT) and Column BB (TAXES) BOTH values will be convert based on selected Currency in (Column L). 2. If you choose "Partial Conversion" then Column BA (AMOUNT) only will be converted based on selected currency (Column L) and Column BB (TAXES) value (INR) will be added to the converted values.
Note on K592: gepadmin: 1. If you choose "Full Conversion" then Column BA (AMOUNT) and Column BB (TAXES) BOTH values will be convert based on selected Currency in (Column L). 2. If you choose "Partial Conversion" then Column BA (AMOUNT) only will be converted based on selected currency (Column L) and Column BB (TAXES) value (INR) will be added to the converted values.
Note on K593: gepadmin: 1. If you choose "Full Conversion" then Column BA (AMOUNT) and Column BB (TAXES) BOTH values will be convert based on selected Currency in (Column L). 2. If you choose "Partial Conversion" then Column BA (AMOUNT) only will be converted based on selected currency (Column L) and Column BB (TAXES) value (INR) will be added to the converted values.
Note on K595: gepadmin: 1. If you choose "Full Conversion" then Column BA (AMOUNT) and Column BB (TAXES) BOTH values will be convert based on selected Currency in (Column L). 2. If you choose "Partial Conversion" then Column BA (AMOUNT) only will be converted based on selected currency (Column L) and Column BB (TAXES) value (INR) will be added to the converted values.
Note on K596: gepadmin: 1. If you choose "Full Conversion" then Column BA (AMOUNT) and Column BB (TAXES) BOTH values will be convert based on selected Currency in (Column L). 2. If you choose "Partial Conversion" then Column BA (AMOUNT) only will be converted based on selected currency (Column L) and Column BB (TAXES) value (INR) will be added to the converted values.
Note on K597: gepadmin: 1. If you choose "Full Conversion" then Column BA (AMOUNT) and Column BB (TAXES) BOTH values will be convert based on selected Currency in (Column L). 2. If you choose "Partial Conversion" then Column BA (AMOUNT) only will be converted based on selected currency (Column L) and Column BB (TAXES) value (INR) will be added to the converted values.
Note on K599: gepadmin: 1. If you choose "Full Conversion" then Column BA (AMOUNT) and Column BB (TAXES) BOTH values will be convert based on selected Currency in (Column L). 2. If you choose "Partial Conversion" then Column BA (AMOUNT) only will be converted based on selected currency (Column L) and Column BB (TAXES) value (INR) will be added to the converted values.
Note on K600: gepadmin: 1. If you choose "Full Conversion" then Column BA (AMOUNT) and Column BB (TAXES) BOTH values will be convert based on selected Currency in (Column L). 2. If you choose "Partial Conversion" then Column BA (AMOUNT) only will be converted based on selected currency (Column L) and Column BB (TAXES) value (INR) will be added to the converted values.
Note on K601: gepadmin: 1. If you choose "Full Conversion" then Column BA (AMOUNT) and Column BB (TAXES) BOTH values will be convert based on selected Currency in (Column L). 2. If you choose "Partial Conversion" then Column BA (AMOUNT) only will be converted based on selected currency (Column L) and Column BB (TAXES) value (INR) will be added to the converted values.
Note on K603: gepadmin: 1. If you choose "Full Conversion" then Column BA (AMOUNT) and Column BB (TAXES) BOTH values will be convert based on selected Currency in (Column L). 2. If you choose "Partial Conversion" then Column BA (AMOUNT) only will be converted based on selected currency (Column L) and Column BB (TAXES) value (INR) will be added to the converted values.
Note on K605: gepadmin: 1. If you choose "Full Conversion" then Column BA (AMOUNT) and Column BB (TAXES) BOTH values will be convert based on selected Currency in (Column L). 2. If you choose "Partial Conversion" then Column BA (AMOUNT) only will be converted based on selected currency (Column L) and Column BB (TAXES) value (INR) will be added to the converted values.
Note on K607: gepadmin: 1. If you choose "Full Conversion" then Column BA (AMOUNT) and Column BB (TAXES) BOTH values will be convert based on selected Currency in (Column L). 2. If you choose "Partial Conversion" then Column BA (AMOUNT) only will be converted based on selected currency (Column L) and Column BB (TAXES) value (INR) will be added to the converted values.
Note on K609: gepadmin: 1. If you choose "Full Conversion" then Column BA (AMOUNT) and Column BB (TAXES) BOTH values will be convert based on selected Currency in (Column L). 2. If you choose "Partial Conversion" then Column BA (AMOUNT) only will be converted based on selected currency (Column L) and Column BB (TAXES) value (INR) will be added to the converted values.
Note on K610: gepadmin: 1. If you choose "Full Conversion" then Column BA (AMOUNT) and Column BB (TAXES) BOTH values will be convert based on selected Currency in (Column L). 2. If you choose "Partial Conversion" then Column BA (AMOUNT) only will be converted based on selected currency (Column L) and Column BB (TAXES) value (INR) will be added to the converted values.
Note on K612: gepadmin: 1. If you choose "Full Conversion" then Column BA (AMOUNT) and Column BB (TAXES) BOTH values will be convert based on selected Currency in (Column L). 2. If you choose "Partial Conversion" then Column BA (AMOUNT) only will be converted based on selected currency (Column L) and Column BB (TAXES) value (INR) will be added to the converted values.
Note on K613: gepadmin: 1. If you choose "Full Conversion" then Column BA (AMOUNT) and Column BB (TAXES) BOTH values will be convert based on selected Currency in (Column L). 2. If you choose "Partial Conversion" then Column BA (AMOUNT) only will be converted based on selected currency (Column L) and Column BB (TAXES) value (INR) will be added to the converted values.
Note on K614: gepadmin: 1. If you choose "Full Conversion" then Column BA (AMOUNT) and Column BB (TAXES) BOTH values will be convert based on selected Currency in (Column L). 2. If you choose "Partial Conversion" then Column BA (AMOUNT) only will be converted based on selected currency (Column L) and Column BB (TAXES) value (INR) will be added to the converted values.
Note on K615: gepadmin: 1. If you choose "Full Conversion" then Column BA (AMOUNT) and Column BB (TAXES) BOTH values will be convert based on selected Currency in (Column L). 2. If you choose "Partial Conversion" then Column BA (AMOUNT) only will be converted based on selected currency (Column L) and Column BB (TAXES) value (INR) will be added to the converted values.
Note on K618: gepadmin: 1. If you choose "Full Conversion" then Column BA (AMOUNT) and Column BB (TAXES) BOTH values will be convert based on selected Currency in (Column L). 2. If you choose "Partial Conversion" then Column BA (AMOUNT) only will be converted based on selected currency (Column L) and Column BB (TAXES) value (INR) will be added to the converted values.
Note on K619: gepadmin: 1. If you choose "Full Conversion" then Column BA (AMOUNT) and Column BB (TAXES) BOTH values will be convert based on selected Currency in (Column L). 2. If you choose "Partial Conversion" then Column BA (AMOUNT) only will be converted based on selected currency (Column L) and Column BB (TAXES) value (INR) will be added to the converted values.
Note on K621: gepadmin: 1. If you choose "Full Conversion" then Column BA (AMOUNT) and Column BB (TAXES) BOTH values will be convert based on selected Currency in (Column L). 2. If you choose "Partial Conversion" then Column BA (AMOUNT) only will be converted based on selected currency (Column L) and Column BB (TAXES) value (INR) will be added to the converted values.
Note on K622: gepadmin: 1. If you choose "Full Conversion" then Column BA (AMOUNT) and Column BB (TAXES) BOTH values will be convert based on selected Currency in (Column L). 2. If you choose "Partial Conversion" then Column BA (AMOUNT) only will be converted based on selected currency (Column L) and Column BB (TAXES) value (INR) will be added to the converted values.
Note on K624: gepadmin: 1. If you choose "Full Conversion" then Column BA (AMOUNT) and Column BB (TAXES) BOTH values will be convert based on selected Currency in (Column L). 2. If you choose "Partial Conversion" then Column BA (AMOUNT) only will be converted based on selected currency (Column L) and Column BB (TAXES) value (INR) will be added to the converted values.
Note on K627: gepadmin: 1. If you choose "Full Conversion" then Column BA (AMOUNT) and Column BB (TAXES) BOTH values will be convert based on selected Currency in (Column L). 2. If you choose "Partial Conversion" then Column BA (AMOUNT) only will be converted based on selected currency (Column L) and Column BB (TAXES) value (INR) will be added to the converted values.
Note on K629: gepadmin: 1. If you choose "Full Conversion" then Column BA (AMOUNT) and Column BB (TAXES) BOTH values will be convert based on selected Currency in (Column L). 2. If you choose "Partial Conversion" then Column BA (AMOUNT) only will be converted based on selected currency (Column L) and Column BB (TAXES) value (INR) will be added to the converted values.
Note on K630: gepadmin: 1. If you choose "Full Conversion" then Column BA (AMOUNT) and Column BB (TAXES) BOTH values will be convert based on selected Currency in (Column L). 2. If you choose "Partial Conversion" then Column BA (AMOUNT) only will be converted based on selected currency (Column L) and Column BB (TAXES) value (INR) will be added to the converted values.
Note on K633: gepadmin: 1. If you choose "Full Conversion" then Column BA (AMOUNT) and Column BB (TAXES) BOTH values will be convert based on selected Currency in (Column L). 2. If you choose "Partial Conversion" then Column BA (AMOUNT) only will be converted based on selected currency (Column L) and Column BB (TAXES) value (INR) will be added to the converted values.
Note on K636: gepadmin: 1. If you choose "Full Conversion" then Column BA (AMOUNT) and Column BB (TAXES) BOTH values will be convert based on selected Currency in (Column L). 2. If you choose "Partial Conversion" then Column BA (AMOUNT) only will be converted based on selected currency (Column L) and Column BB (TAXES) value (INR) will be added to the converted values.
Note on K638: gepadmin: 1. If you choose "Full Conversion" then Column BA (AMOUNT) and Column BB (TAXES) BOTH values will be convert based on selected Currency in (Column L). 2. If you choose "Partial Conversion" then Column BA (AMOUNT) only will be converted based on selected currency (Column L) and Column BB (TAXES) value (INR) will be added to the converted values.
Note on K640: gepadmin: 1. If you choose "Full Conversion" then Column BA (AMOUNT) and Column BB (TAXES) BOTH values will be convert based on selected Currency in (Column L). 2. If you choose "Partial Conversion" then Column BA (AMOUNT) only will be converted based on selected currency (Column L) and Column BB (TAXES) value (INR) will be added to the converted values.
Note on K641: gepadmin: 1. If you choose "Full Conversion" then Column BA (AMOUNT) and Column BB (TAXES) BOTH values will be convert based on selected Currency in (Column L). 2. If you choose "Partial Conversion" then Column BA (AMOUNT) only will be converted based on selected currency (Column L) and Column BB (TAXES) value (INR) will be added to the converted values.
Note on K643: gepadmin: 1. If you choose "Full Conversion" then Column BA (AMOUNT) and Column BB (TAXES) BOTH values will be convert based on selected Currency in (Column L). 2. If you choose "Partial Conversion" then Column BA (AMOUNT) only will be converted based on selected currency (Column L) and Column BB (TAXES) value (INR) will be added to the converted values.
Note on K645: gepadmin: 1. If you choose "Full Conversion" then Column BA (AMOUNT) and Column BB (TAXES) BOTH values will be convert based on selected Currency in (Column L). 2. If you choose "Partial Conversion" then Column BA (AMOUNT) only will be converted based on selected currency (Column L) and Column BB (TAXES) value (INR) will be added to the converted values.
Note on K647: gepadmin: 1. If you choose "Full Conversion" then Column BA (AMOUNT) and Column BB (TAXES) BOTH values will be convert based on selected Currency in (Column L). 2. If you choose "Partial Conversion" then Column BA (AMOUNT) only will be converted based on selected currency (Column L) and Column BB (TAXES) value (INR) will be added to the converted values.
Note on K651: gepadmin: 1. If you choose "Full Conversion" then Column BA (AMOUNT) and Column BB (TAXES) BOTH values will be convert based on selected Currency in (Column L). 2. If you choose "Partial Conversion" then Column BA (AMOUNT) only will be converted based on selected currency (Column L) and Column BB (TAXES) value (INR) will be added to the converted values.
Note on K653: gepadmin: 1. If you choose "Full Conversion" then Column BA (AMOUNT) and Column BB (TAXES) BOTH values will be convert based on selected Currency in (Column L). 2. If you choose "Partial Conversion" then Column BA (AMOUNT) only will be converted based on selected currency (Column L) and Column BB (TAXES) value (INR) will be added to the converted values.
Note on K655: gepadmin: 1. If you choose "Full Conversion" then Column BA (AMOUNT) and Column BB (TAXES) BOTH values will be convert based on selected Currency in (Column L). 2. If you choose "Partial Conversion" then Column BA (AMOUNT) only will be converted based on selected currency (Column L) and Column BB (TAXES) value (INR) will be added to the converted values.
Note on K656: gepadmin: 1. If you choose "Full Conversion" then Column BA (AMOUNT) and Column BB (TAXES) BOTH values will be convert based on selected Currency in (Column L). 2. If you choose "Partial Conversion" then Column BA (AMOUNT) only will be converted based on selected currency (Column L) and Column BB (TAXES) value (INR) will be added to the converted values.
Note on K658: gepadmin: 1. If you choose "Full Conversion" then Column BA (AMOUNT) and Column BB (TAXES) BOTH values will be convert based on selected Currency in (Column L). 2. If you choose "Partial Conversion" then Column BA (AMOUNT) only will be converted based on selected currency (Column L) and Column BB (TAXES) value (INR) will be added to the converted values.
Note on K660: gepadmin: 1. If you choose "Full Conversion" then Column BA (AMOUNT) and Column BB (TAXES) BOTH values will be convert based on selected Currency in (Column L). 2. If you choose "Partial Conversion" then Column BA (AMOUNT) only will be converted based on selected currency (Column L) and Column BB (TAXES) value (INR) will be added to the converted values.
Note on K662: gepadmin: 1. If you choose "Full Conversion" then Column BA (AMOUNT) and Column BB (TAXES) BOTH values will be convert based on selected Currency in (Column L). 2. If you choose "Partial Conversion" then Column BA (AMOUNT) only will be converted based on selected currency (Column L) and Column BB (TAXES) value (INR) will be added to the converted values.
Note on K664: gepadmin: 1. If you choose "Full Conversion" then Column BA (AMOUNT) and Column BB (TAXES) BOTH values will be convert based on selected Currency in (Column L). 2. If you choose "Partial Conversion" then Column BA (AMOUNT) only will be converted based on selected currency (Column L) and Column BB (TAXES) value (INR) will be added to the converted values.
Note on K666: gepadmin: 1. If you choose "Full Conversion" then Column BA (AMOUNT) and Column BB (TAXES) BOTH values will be convert based on selected Currency in (Column L). 2. If you choose "Partial Conversion" then Column BA (AMOUNT) only will be converted based on selected currency (Column L) and Column BB (TAXES) value (INR) will be added to the converted values.
Note on K667: gepadmin: 1. If you choose "Full Conversion" then Column BA (AMOUNT) and Column BB (TAXES) BOTH values will be convert based on selected Currency in (Column L). 2. If you choose "Partial Conversion" then Column BA (AMOUNT) only will be converted based on selected currency (Column L) and Column BB (TAXES) value (INR) will be added to the converted values.
Note on K669: gepadmin: 1. If you choose "Full Conversion" then Column BA (AMOUNT) and Column BB (TAXES) BOTH values will be convert based on selected Currency in (Column L). 2. If you choose "Partial Conversion" then Column BA (AMOUNT) only will be converted based on selected currency (Column L) and Column BB (TAXES) value (INR) will be added to the converted values.
Note on K671: gepadmin: 1. If you choose "Full Conversion" then Column BA (AMOUNT) and Column BB (TAXES) BOTH values will be convert based on selected Currency in (Column L). 2. If you choose "Partial Conversion" then Column BA (AMOUNT) only will be converted based on selected currency (Column L) and Column BB (TAXES) value (INR) will be added to the converted values.
Note on K672: gepadmin: 1. If you choose "Full Conversion" then Column BA (AMOUNT) and Column BB (TAXES) BOTH values will be convert based on selected Currency in (Column L). 2. If you choose "Partial Conversion" then Column BA (AMOUNT) only will be converted based on selected currency (Column L) and Column BB (TAXES) value (INR) will be added to the converted values.
Note on K674: gepadmin: 1. If you choose "Full Conversion" then Column BA (AMOUNT) and Column BB (TAXES) BOTH values will be convert based on selected Currency in (Column L). 2. If you choose "Partial Conversion" then Column BA (AMOUNT) only will be converted based on selected currency (Column L) and Column BB (TAXES) value (INR) will be added to the converted values.
Note on K675: gepadmin: 1. If you choose "Full Conversion" then Column BA (AMOUNT) and Column BB (TAXES) BOTH values will be convert based on selected Currency in (Column L). 2. If you choose "Partial Conversion" then Column BA (AMOUNT) only will be converted based on selected currency (Column L) and Column BB (TAXES) value (INR) will be added to the converted values.
Note on K677: gepadmin: 1. If you choose "Full Conversion" then Column BA (AMOUNT) and Column BB (TAXES) BOTH values will be convert based on selected Currency in (Column L). 2. If you choose "Partial Conversion" then Column BA (AMOUNT) only will be converted based on selected currency (Column L) and Column BB (TAXES) value (INR) will be added to the converted values.
Note on K679: gepadmin: 1. If you choose "Full Conversion" then Column BA (AMOUNT) and Column BB (TAXES) BOTH values will be convert based on selected Currency in (Column L). 2. If you choose "Partial Conversion" then Column BA (AMOUNT) only will be converted based on selected currency (Column L) and Column BB (TAXES) value (INR) will be added to the converted values.
Note on K682: gepadmin: 1. If you choose "Full Conversion" then Column BA (AMOUNT) and Column BB (TAXES) BOTH values will be convert based on selected Currency in (Column L). 2. If you choose "Partial Conversion" then Column BA (AMOUNT) only will be converted based on selected currency (Column L) and Column BB (TAXES) value (INR) will be added to the converted values.
Note on K683: gepadmin: 1. If you choose "Full Conversion" then Column BA (AMOUNT) and Column BB (TAXES) BOTH values will be convert based on selected Currency in (Column L). 2. If you choose "Partial Conversion" then Column BA (AMOUNT) only will be converted based on selected currency (Column L) and Column BB (TAXES) value (INR) will be added to the converted values.
Note on K168: gepadmin: 1. If you choose "Full Conversion" then Column BA (AMOUNT) and Column BB (TAXES) BOTH values will be convert based on selected Currency in (Column L). 2. If you choose "Partial Conversion" then Column BA (AMOUNT) only will be converted based on selected currency (Column L) and Column BB (TAXES) value (INR) will be added to the converted values.
Note on K522: gepadmin: 1. If you choose "Full Conversion" then Column BA (AMOUNT) and Column BB (TAXES) BOTH values will be convert based on selected Currency in (Column L). 2. If you choose "Partial Conversion" then Column BA (AMOUNT) only will be converted based on selected currency (Column L) and Column BB (TAXES) value (INR) will be added to the converted values.
Note on K524: gepadmin: 1. If you choose "Full Conversion" then Column BA (AMOUNT) and Column BB (TAXES) BOTH values will be convert based on selected Currency in (Column L). 2. If you choose "Partial Conversion" then Column BA (AMOUNT) only will be converted based on selected currency (Column L) and Column BB (TAXES) value (INR) will be added to the converted values.
Note on K532: gepadmin: 1. If you choose "Full Conversion" then Column BA (AMOUNT) and Column BB (TAXES) BOTH values will be convert based on selected Currency in (Column L). 2. If you choose "Partial Conversion" then Column BA (AMOUNT) only will be converted based on selected currency (Column L) and Column BB (TAXES) value (INR) will be added to the converted values.

## Macros
Please Enable Macros to View BoQ information